## Index
Section | Volume 2 (Building Services Works) | Enter a Section # here ==> | Section 29 has 733 Items ! | Supply and fix | Take down and clear away | Take down and set aside for re-use | Fix only
| Section Description |  | 29 | A | B | C | D
00 | GENERAL REGULATIONS | 29001 | 0.5 mm² 2-core | 19.81 | 1.7 | 2.09 | 5.36
01 | CONTRACT FACILITIES AND SPECIAL ATTENDANCES | 29002 | 0.75 mm² 2-core | 20.15 | 1.7 | 2.09 | 5.36
27 | ELECTRICAL INSTALLATION | 29003 | 1.5 mm² 2-core | 22.45 | 1.7 | 2.09 | 5.36
28 | ELECTRICAL INSTALLATION - SMALL POWER DISTRIBUTION | 29004 | 0.75 mm² 3-core | 21.04 | 1.7 | 2.09 | 5.36
29 | ELECTRICAL INSTALLATION - MAIN DISTRIBUTION SYSTEMS | 29005 | 1.5 mm² 3-core | 26.05 | 1.7 | 2.09 | 5.36
30 | ELECTRICAL INSTALLATION - MISCELLANEOUS | 29006 | 2.5 mm² 3-core | 28.34 | 1.7 | 2.09 | 5.36
31 | LOW VOLTAGE CUBICLE SWITCHBOARD | 29007 | 0.5 mm² 2-core, PVC flexible cords, unsheathed. | 19.59 | 1.7 | 2.09 | 5.36
32 | EMERGENCY GENERATOR INSTALLATION | 29008 | 0.75 mm² 2-core, PVC flexible cords, unsheathed. | 20.03 | 1.7 | 2.09 | 5.36
33 | BURGLAR ALARM AND SECURITY | 29009 | 0.75 mm² 3-core, PVC flexible cords, unsheathed. | 20.88 | 1.7 | 2.09 | 5.36
34 | PUBLIC ADDRESS SYSTEM | 29010 | 1.5 mm² 1 core. | 4.69 | 0.66 | 0.82 | 2.04
35 | BROADCAST RECEPTION | 29011 | 2.5 mm² ditto. | 5.81 | 0.66 | 0.82 | 2.04
36 | HEATING, VENTILATION AND AIR-CONDITIONING | 29012 | 4 mm² ditto. | 8.05 | 0.66 | 0.82 | 2.04
37 | HEATING, VENTILATION AND AIR-CONDITIONING - DUCTWORK | 29013 | 6 mm² ditto | 11.79 | 0.98 | 1.1 | 2.72
38 | HEATING, VENTILATION AND AIR-CONDITIONING - EQUIPMENT | 29014 | 10 mm² ditto | 20.45 | 0.98 | 1.1 | 2.72
39 | ELECTRICAL POWER SUPPLY, CONTROL AND MONITORING SYSTEM | 29015 | 16 mm² ditto | 25.62 | 0.98 | 1.1 | 2.72
40 | FIRE SERVICES | 29016 | 25 mm² ditto | 37 | 1.13 | 1.32 | 3.53
41 | LIQUEFIED PETROLEUM GAS | 29017 | 35 mm² ditto | 52.05 | 1.13 | 1.32 | 3.53
42 | TOWN GAS | 29018 | 50 mm² ditto | 69.07 | 1.32 | 1.7 | 4.13
43 | MEDICAL GASES | 29019 | 70 mm² ditto | 92.48 | 2.27 | 2.51 | 6.55
44 | CATERING EQUIPMENT | 29020 | 95 mm² ditto | 126.02 | 2.46 | 3.02 | 7.81
45 | SWIMMING POOL WATER TREATMENT INSTALLATION | 29021 | 120 mm² ditto | 172.34 | 3.08 | 3.81 | 10.45
46 | CRANE AND HOIST INSTALLATION | 29022 | 150 mm² ditto | 280.71 | 3.68 | 4.47 | 12.81
47 | FUEL SUPPLY SYSTEM | 29023 | 185 mm² ditto | 335.13 | 4.59 | 5.76 | 15.8
48 | CHIMNEY | 29024 | 240 mm² ditto | 490.06 | 5.33 | 6.71 | 18.43
49 | SEWAGE TREATMENT INSTALLATION | 29025 | 300 mm² 1 core. | 592.73 | 5.33 | 6.71 | 18.43
|  | 29026 | 400 mm² ditto | 724.48 | 5.33 | 6.71 | 18.43
|  | 29027 | 500 mm² ditto | 958.21 | 5.76 | 7.17 | 21.88
|  | 29028 | 630 mm² ditto | 1181.62 | 6.05 | 7.59 | 23.26
|  | 29029 | 1.5 mm² 1 core. | 13.33 | 2.51 | 3.08 | 6.55
|  | 29030 | 2.5 mm² ditto. | 16.84 | 2.51 | 3.08 | 6.55
|  | 29031 | 4 mm² ditto | 25.12 | 3.02 | 3.6 | 7.82
|  | 29032 | 6 mm² ditto | 33.52 | 3.02 | 3.6 | 7.82
|  | 29033 | 10 mm² ditto | 41.71 | 3.02 | 3.6 | 7.82
|  | 29034 | 16 mm² ditto | 47.33 | 3.02 | 3.6 | 7.82
|  | 29035 | 25 mm² ditto | 80.16 | 4.27 | 4.95 | 11.66
|  | 29036 | 35 mm² ditto | 90.53 | 4.27 | 4.95 | 11.66
|  | 29037 | 50 mm² ditto | 138.49 | 4.27 | 4.95 | 11.66
|  | 29038 | 70 mm² ditto | 165.54 | 5.59 | 6.58 | 15.46
|  | 29039 | 95 mm² ditto | 182.96 | 7.05 | 8.42 | 19.57
|  | 29040 | 120 mm² ditto | 203.78 | 8.32 | 9.7 | 23.04
|  | 29041 | 150 mm² ditto | 299.67 | 10 | 11.79 | 27.55
|  | 29042 | 185 mm² ditto | 305.1 | 10.98 | 13.03 | 30.46
|  | 29043 | 240 mm² ditto | 387.03 | 13.64 | 16.26 | 38.06
|  | 29044 | 300 mm² ditto | 473.55 | 17.17 | 20.34 | 47.68
|  | 29045 | 400 mm² ditto | 571.75 | 19.85 | 23.4 | 55.08
|  | 29046 | 500 mm² ditto | 746.98 | 23.1 | 27.21 | 64.11
|  | 29047 | 630 mm² 1 core. | 899.43 | 25.59 | 30.21 | 70.75
|  | 29048 | 800 mm² ditto | 1384.94 | 33.1 | 39.17 | 92.22
|  | 29049 | 1000 mm² ditto | 1629.52 | 43 | 50.87 | 119.46
|  | 29050 | 1.5 mm² 2-core | 16.05 | 3.02 | 3.61 | 7.92
|  | 29051 | 2.5 mm² ditto. | 21.43 | 4.02 | 4.72 | 10.61
|  | 29052 | 4 mm² ditto | 30.12 | 4.28 | 4.98 | 11.72
|  | 29053 | 6 mm² ditto | 39.44 | 4.28 | 4.98 | 11.72
|  | 29054 | 10 mm² ditto | 70.77 | 4.34 | 5.16 | 12.83
|  | 29055 | 16 mm² ditto | 94.61 | 5.64 | 6.62 | 15.52
|  | 29056 | 25 mm² ditto | 153 | 6.17 | 7.31 | 17.1
|  | 29057 | 1.5 mm² 1 core. | 6.09 | 0.66 | 0.82 | 2.04
|  | 29058 | 2.5 mm² ditto. | 7 | 0.66 | 0.82 | 2.04
|  | 29059 | 4 mm² ditto | 9.71 | 0.66 | 0.82 | 2.04
|  | 29060 | 6 mm² ditto | 14.29 | 0.98 | 1.19 | 2.93
|  | 29061 | 10 mm² ditto | 24.74 | 0.98 | 1.19 | 2.93
|  | 29062 | 16 mm² ditto | 32.24 | 0.98 | 1.19 | 2.93
|  | 29063 | 25 mm² ditto | 45.81 | 1.19 | 1.35 | 3.61
|  | 29064 | 35 mm² ditto | 64.25 | 1.19 | 1.35 | 3.61
|  | 29065 | 50 mm² ditto | 79.06 | 1.35 | 1.77 | 4.13
|  | 29066 | 70 mm² ditto | 107.45 | 2.16 | 2.43 | 6.33
|  | 29067 | 95 mm² ditto | 153.25 | 2.49 | 3.04 | 7.83
|  | 29068 | 120 mm² ditto | 202.38 | 3.11 | 3.82 | 10.65
|  | 29069 | 150 mm² 1 core. | 279.46 | 3.85 | 4.72 | 12.97
|  | 29070 | 185 mm² ditto | 390.73 | 4.62 | 5.76 | 15.76
|  | 29071 | 240 mm² ditto | 491.4 | 5.59 | 6.85 | 17.81
|  | 29072 | 300 mm² ditto | 630.73 | 5.59 | 6.85 | 17.81
|  | 29073 | 400 mm² ditto | 762.07 | 5.59 | 6.85 | 17.81
|  | 29074 | 500 mm² ditto | 1157.52 | 6.13 | 7.5 | 21.39
|  | 29075 | 630 mm² ditto | 1464.83 | 6.39 | 7.94 | 23.13
|  | 29076 | 1.5 mm² 2-core | 58.92 | 2.88 | 3.47 | 7.92
|  | 29077 | 2.5 mm² ditto. | 64.47 | 3.81 | 4.56 | 10.7
|  | 29078 | 4 mm² ditto | 75.17 | 4.28 | 4.98 | 11.73
|  | 29079 | 6 mm² ditto | 82.82 | 4.28 | 4.98 | 11.73
|  | 29080 | 10 mm² ditto | 109.26 | 4.59 | 5.47 | 13.03
|  | 29081 | 16 mm² ditto | 138.78 | 5.42 | 6.47 | 15.83
|  | 29082 | 25 mm² ditto | 190.31 | 6.19 | 7.33 | 17.15
|  | 29083 | 35 mm² ditto | 263.27 | 6.64 | 7.78 | 17.88
|  | 29084 | 1.5 mm² 4-core | 76.98 | 4.28 | 4.98 | 11.73
|  | 29085 | 2.5 mm² ditto. | 83.87 | 4.59 | 5.42 | 13.03
|  | 29086 | 4 mm² ditto | 119.47 | 5.42 | 6.47 | 15.83
|  | 29087 | 6 mm² ditto | 137.44 | 6.19 | 7.33 | 17.15
|  | 29088 | 10 mm² ditto | 170.94 | 6.64 | 7.78 | 17.88
|  | 29089 | 16 mm² ditto | 211.84 | 7.06 | 8.12 | 19.57
|  | 29090 | 25 mm² ditto | 316.29 | 7.72 | 8.9 | 21.47
|  | 29091 | 35 mm² ditto | 368.35 | 8.17 | 9.35 | 23.21
|  | 29092 | 1.5 mm² 2-core | 76.76 | 6.49 | 7.92 | 22.94
|  | 29093 | 2.5 mm² ditto. | 80.58 | 6.49 | 7.92 | 22.94
|  | 29094 | 4 mm² ditto | 97.76 | 11.46 | 15.15 | 44.09
|  | 29095 | 6 mm² ditto | 105.98 | 11.46 | 15.15 | 44.09
|  | 29096 | 10 mm² ditto | 138.53 | 14.42 | 17.76 | 54.47
|  | 29097 | 16 mm² ditto | 160.85 | 14.42 | 17.76 | 54.47
|  | 29098 | 25 mm² ditto | 215.27 | 16.61 | 20.81 | 63.55
|  | 29099 | 35 mm² ditto | 272.93 | 18.13 | 22.57 | 68.18
|  | 29100 | 50 mm² ditto | 371.38 | 18.26 | 22.73 | 69.1
|  | 29101 | 70 mm² ditto | 556.86 | 21.05 | 26.53 | 76.81
|  | 29102 | 95 mm² ditto | 679.3 | 22.25 | 27.28 | 84.67
|  | 29103 | 120 mm² ditto | 820.87 | 23.33 | 29.45 | 91.2
|  | 29104 | 150 mm² ditto | 1108.88 | 26.12 | 33.04 | 101.2
|  | 29105 | 1.5 mm² 4-core | 115.93 | 13.37 | 16.66 | 50.77
|  | 29106 | 2.5 mm² ditto. | 132.21 | 14.42 | 17.76 | 54.47
|  | 29107 | 4 mm² ditto | 163.88 | 15.04 | 18.94 | 56.11
|  | 29108 | 6 mm² ditto | 173.85 | 15.83 | 20.19 | 62.21
|  | 29109 | 10 mm² ditto | 191.71 | 16.64 | 21.44 | 64.59
|  | 29110 | 16 mm² ditto | 230.6 | 17.93 | 22.08 | 65.54
|  | 29111 | 25 mm² ditto | 311.67 | 18.02 | 22.17 | 68.12
|  | 29112 | 35 mm² ditto | 357.83 | 18.63 | 22.94 | 69.92
|  | 29113 | 50 mm² ditto | 421.88 | 18.72 | 23.13 | 70.91
|  | 29114 | 70 mm² ditto | 508.4 | 20.04 | 25.53 | 75.89
|  | 29115 | 95 mm² ditto | 701.98 | 23.06 | 27.39 | 85.01
|  | 29116 | 120 mm² 4-core. | 824.7 | 23.24 | 29.32 | 90.83
|  | 29117 | 150 mm² ditto | 1054.31 | 26.03 | 32.9 | 100.78
|  | 29118 | 185 mm² ditto | 1134.06 | 28.79 | 35.68 | 108.04
|  | 29119 | 240 mm² ditto | 1454.59 | 30.27 | 37.84 | 118
|  | 29120 | 300 mm² ditto | 1729.96 | 32.82 | 41.06 | 124.62
|  | 29121 | 400 mm² ditto | 2198.46 | 34 | 42.75 | 130.71
|  | 29122 | 1.5 mm² 2-core with E.C.C. | 16.02 | 2.86 | 3.41 | 7.81
|  | 29123 | 2.5 mm² ditto. | 20.15 | 2.86 | 3.41 | 7.81
|  | 29124 | 4 mm² ditto | 31.72 | 4.24 | 4.93 | 11.62
|  | 29125 | 6 mm² ditto | 40.5 | 4.24 | 4.93 | 11.62
|  | 29126 | 10 mm² ditto | 74.62 | 5.37 | 6.4 | 15.67
|  | 29127 | 16 mm² ditto | 95.21 | 5.37 | 6.4 | 15.67
|  | 29128 | 1.5 mm² 1 core. | 4.95 | 0.66 | 0.82 | 2.04
|  | 29129 | 2.5 mm² ditto. | 6.25 | 0.66 | 0.82 | 2.04
|  | 29130 | 4 mm² ditto | 8.54 | 0.66 | 0.82 | 2.04
|  | 29131 | 6 mm² ditto | 13.35 | 0.98 | 1.19 | 2.93
|  | 29132 | 10 mm² ditto | 23.41 | 0.98 | 1.19 | 2.93
|  | 29133 | 16 mm² 1 core | 32.85 | 0.98 | 1.19 | 2.93
|  | 29134 | 25 mm² ditto | 46.2 | 1.19 | 1.35 | 3.61
|  | 29135 | 35 mm² ditto | 69.21 | 1.19 | 1.35 | 3.61
|  | 29136 | 50 mm² ditto | 96.68 | 1.35 | 1.77 | 4.13
|  | 29137 | 70 mm² ditto | 132.52 | 2.16 | 2.43 | 6.33
|  | 29138 | 95 mm² ditto | 180.97 | 2.49 | 3.04 | 7.83
|  | 29139 | 120 mm² ditto | 245.2 | 2.96 | 3.65 | 10.08
|  | 29140 | 150 mm² ditto | 385.63 | 3.85 | 4.72 | 12.97
|  | 29141 | 185 mm² ditto | 482.21 | 4.41 | 5.42 | 15.66
|  | 29142 | 240 mm² ditto | 615.39 | 5.14 | 6.33 | 17.67
|  | 29143 | 1.5 mm² 2-core | 49.01 | 6.52 | 7.94 | 23.03
|  | 29144 | 2.5 mm² ditto. | 53.44 | 6.52 | 7.94 | 23.03
|  | 29145 | 4 mm² ditto | 82.95 | 11.5 | 15.21 | 44.25
|  | 29146 | 6 mm² ditto | 93.26 | 11.5 | 15.21 | 44.25
|  | 29147 | 10 mm² ditto | 133.34 | 14.49 | 17.82 | 54.65
|  | 29148 | 16 mm² ditto | 137.74 | 14.49 | 17.82 | 54.65
|  | 29149 | 25 mm² ditto | 235.77 | 15.16 | 18.63 | 57.74
|  | 29150 | 35 mm² ditto | 294.44 | 15.97 | 19.59 | 59.01
|  | 29151 | 50 mm² ditto | 391.79 | 16.1 | 19.72 | 59.82
|  | 29152 | 70 mm² ditto | 565.64 | 27.55 | 33.64 | 100.46
|  | 29153 | 95 mm² ditto | 742.27 | 29.1 | 35.41 | 103.85
|  | 29154 | 120 mm² ditto | 911.33 | 30.65 | 37.18 | 107.24
|  | 29155 | 1.5 mm² 4-core | 89.37 | 13.59 | 16.78 | 51.73
|  | 29156 | 2.5 mm² ditto. | 98.1 | 14.49 | 17.82 | 54.65
|  | 29157 | 4 mm² ditto | 117.22 | 15.1 | 19.02 | 56.31
|  | 29158 | 6 mm² 4-core. | 122.54 | 15.91 | 20.27 | 62.47
|  | 29159 | 10 mm² ditto | 161.13 | 16.73 | 21.55 | 64.87
|  | 29160 | 16 mm² ditto | 181.07 | 17 | 21.84 | 65.82
|  | 29161 | 25 mm² ditto | 222.24 | 18.08 | 22.3 | 68.4
|  | 29162 | 35 mm² ditto | 280.71 | 18.71 | 23.04 | 70.23
|  | 29163 | 50 mm² ditto | 370.67 | 18.79 | 23.21 | 71.21
|  | 29164 | 70 mm² ditto | 476.3 | 20.12 | 25.67 | 76.2
|  | 29165 | 95 mm² ditto | 582.12 | 23.14 | 27.48 | 85.34
|  | 29166 | 120 mm² ditto | 709.5 | 23.42 | 29.57 | 91.56
|  | 29167 | 150 mm² ditto | 1057.03 | 26.23 | 33.19 | 101.64
|  | 29168 | 185 mm² ditto | 1105.8 | 29.03 | 35.95 | 108.92
|  | 29169 | 240 mm² ditto | 1382.66 | 30.27 | 37.84 | 118
|  | 29170 | 300 mm² ditto | 1619.8 | 32.82 | 41.06 | 124.62
|  | 29171 | 400 mm² ditto | 2069.17 | 34 | 42.75 | 130.71
|  | 29172 | 1.5 mm² 7-core | 171.81 | 16.58 | 21.33 | 64.33
|  | 29173 | 1.5 mm² 12-core | 212.87 | 16.58 | 21.33 | 64.33
|  | 29174 | 1.5 mm² 19-core | 277 | 19 | 23.87 | 71.83
|  | 29175 | 1.5 mm² 27-core | 348.88 | 19.05 | 24.16 | 73.12
|  | 29176 | 1.5 mm² 37-core | 398.54 | 20.71 | 26.09 | 77.74
|  | 29177 | 1.5 mm² 48-core | 691.37 | 21.92 | 27.16 | 82.47
|  | 29178 | 2.5 mm² 7-core | 215.96 | 19.95 | 25.44 | 75.57
|  | 29179 | 2.5 mm² 12-core | 267.75 | 19.95 | 25.44 | 75.57
|  | 29180 | 2.5 mm² 19-core | 369.23 | 21.77 | 26.66 | 80.6
|  | 29181 | 2.5 mm² 27-core | 465.3 | 22.47 | 28.5 | 84.14
|  | 29182 | 2.5 mm² 37-core | 780.76 | 23.09 | 29.2 | 85.93
|  | 29183 | 2.5 mm² 48-core | 1230.45 | 23.84 | 30.2 | 88.64
|  | 29184 | 1.5 mm² 2-core | 103.01 | 6.49 | 7.92 | 22.89
|  | 29185 | 2.5 mm² ditto. | 125.96 | 6.49 | 7.92 | 22.92
|  | 29186 | 4 mm² ditto | 160.27 | 11.46 | 15.1 | 44
|  | 29187 | 6 mm² ditto | 164.7 | 11.46 | 15.1 | 44
|  | 29188 | 10 mm² ditto | 186.37 | 14.38 | 17.73 | 54.33
|  | 29189 | 16 mm² ditto | 204.86 | 14.38 | 17.73 | 54.33
|  | 29190 | 25 mm² ditto | 318.54 | 16.56 | 20.77 | 63.43
|  | 29191 | 35 mm² ditto | 354.77 | 18.1 | 22.53 | 68.02
|  | 29192 | 50 mm² ditto | 463.56 | 18.26 | 22.67 | 68.93
|  | 29193 | 70 mm² ditto | 649.22 | 19.33 | 25.42 | 75.46
|  | 29194 | 95 mm² ditto | 807.76 | 22.23 | 27.23 | 84.51
|  | 29195 | 120 mm² ditto | 1053.16 | 23.31 | 29.39 | 91.04
|  | 29196 | 150 mm² ditto | 1246.22 | 26.08 | 32.97 | 101.01
|  | 29197 | 185 mm² ditto | 1369.49 | 28.85 | 35.71 | 108.26
|  | 29198 | 240 mm² ditto | 1681.62 | 30.34 | 37.92 | 118.25
|  | 29199 | 300 mm² ditto | 2037.84 | 32.86 | 41.13 | 124.86
|  | 29200 | 400 mm² ditto | 2413.12 | 34.1 | 42.85 | 130.96
|  | 29201 | 1.5 mm² 4-core | 139.73 | 13.59 | 16.78 | 51.73
|  | 29202 | 2.5 mm² ditto. | 165.86 | 14.49 | 17.86 | 54.65
|  | 29203 | 4 mm² ditto | 181.98 | 15.1 | 19.02 | 56.31
|  | 29204 | 6 mm² ditto | 216.29 | 15.91 | 20.27 | 62.47
|  | 29205 | 10 mm² ditto | 255.46 | 16.73 | 21.55 | 64.9
|  | 29206 | 16 mm² ditto | 287 | 18.02 | 22.17 | 65.82
|  | 29207 | 25 mm² ditto | 396.79 | 18.08 | 22.25 | 68.4
|  | 29208 | 35 mm² ditto | 445.61 | 18.71 | 23.04 | 70.23
|  | 29209 | 50 mm² ditto | 562.48 | 18.79 | 23.21 | 71.21
|  | 29210 | 70 mm² ditto | 713.97 | 20.12 | 25.67 | 76.2
|  | 29211 | 95 mm² ditto | 833.45 | 23.14 | 27.48 | 85.34
|  | 29212 | 120 mm² ditto | 980.35 | 23.42 | 29.57 | 91.56
|  | 29213 | 150 mm² ditto | 1182.66 | 26.23 | 33.2 | 101.64
|  | 29214 | 185 mm² ditto | 1281.68 | 29.03 | 35.95 | 108.92
|  | 29215 | 240 mm² ditto | 1606.7 | 30.53 | 38.15 | 118.98
|  | 29216 | 300 mm² ditto | 1888.41 | 33.07 | 41.4 | 125.6
|  | 29217 | 400 mm² ditto | 2333.6 | 34.3 | 43.12 | 131.77
|  | 29218 | 1.5 mm² | 26.74 | 1.97 | 2.68 | 6.45
|  | 29219 | 2.5 mm² | 29.01 | 1.97 | 2.68 | 6.45
|  | 29220 | 4 mm² | 34.72 | 2.22 | 2.93 | 7.49
|  | 29221 | 6 mm² | 40.73 | 2.22 | 2.93 | 7.49
|  | 29222 | 10 mm² | 77.61 | 2.22 | 2.93 | 7.49
|  | 29223 | 16 mm² | 100.86 | 2.22 | 2.93 | 7.49
|  | 29224 | 25 mm² | 133.85 | 3.04 | 3.76 | 11.63
|  | 29225 | 35 mm² | 296.42 | 3.04 | 3.76 | 11.63
|  | 29226 | 50 mm² | 335.53 | 3.04 | 3.76 | 11.63
|  | 29227 | 70 mm² | 415.96 | 4.28 | 5.06 | 15.91
|  | 29228 | 95 mm². | 496.03 | 5.08 | 7 | 18.63
|  | 29229 | 120 mm² | 583.58 | 6.55 | 7.97 | 23.09
|  | 29230 | 150 mm² . | 734.27 | 7.19 | 8.74 | 27.38
|  | 29231 | 185 mm² . | 813.08 | 8.56 | 10.79 | 31.51
|  | 29232 | 240 mm² . | 968.76 | 10.65 | 12.71 | 38.95
|  | 29233 | 300 mm² . | 1079.9 | 12.3 | 15.68 | 47.93
|  | 29234 | 400 mm² . | 1256.56 | 14.49 | 17.88 | 54.76
|  | 29235 | 500 mm² . | 1500.56 | 16.68 | 20.93 | 63.94
|  | 29236 | 630 mm² . | 1912.89 | 20.16 | 25.7 | 76.36
|  | 29237 | 1.5 mm² 2-core | 38.71 | 3.82 | 4.29 | 15.22
|  | 29238 | 2.5 mm² ditto. | 44.18 | 3.82 | 4.29 | 15.22
|  | 29239 | 4 mm² ditto | 62.64 | 7.17 | 8.31 | 27.38
|  | 29240 | 6 mm² ditto | 70.36 | 7.17 | 8.31 | 27.38
|  | 29241 | 10 mm² ditto | 104.38 | 8.31 | 10.16 | 30.96
|  | 29242 | 16 mm² ditto | 124.95 | 8.31 | 10.16 | 30.96
|  | 29243 | 25 mm² ditto | 195.45 | 9.62 | 11.42 | 37
|  | 29244 | 35 mm² ditto | 260.16 | 11.12 | 13.74 | 38.38
|  | 29245 | 50 mm² ditto | 337.93 | 11.12 | 13.74 | 38.38
|  | 29246 | 1.5 mm² 4-core | 63.54 | 8.37 | 10.96 | 33.33
|  | 29247 | 2.5 mm² ditto. | 73.11 | 10.25 | 12.5 | 38.05
|  | 29248 | 4 mm² ditto | 91.99 | 10.96 | 13.13 | 39.97
|  | 29249 | 6 mm² ditto | 105.94 | 10.96 | 13.13 | 39.97
|  | 29250 | 10 mm² ditto | 137.15 | 11.36 | 13.82 | 42.04
|  | 29251 | 16 mm² ditto | 179.38 | 11.36 | 13.82 | 42.04
|  | 29252 | 25 mm² ditto | 221.52 | 11.73 | 14.34 | 43.99
|  | 29253 | 35 mm² ditto | 285.04 | 12.54 | 15.46 | 46.14
|  | 29254 | 50 mm² ditto | 374.23 | 12.54 | 15.46 | 46.14
|  | 29255 | 70 mm² ditto | 477.4 | 13.9 | 16.9 | 49.96
|  | 29256 | 95 mm² ditto | 593.09 | 14.72 | 18.09 | 52.34
|  | 29257 | 120 mm² ditto | 695 | 14.72 | 18.09 | 52.34
|  | 29258 | 150 mm² ditto | 998.91 | 15.56 | 18.72 | 56.11
|  | 29259 | 185 mm² 4-core. | 1020.86 | 15.67 | 19.93 | 60.15
|  | 29260 | 240 mm² ditto | 1269.19 | 18.09 | 22.14 | 67.38
|  | 29261 | 300 mm² ditto | 1526.2 | 20.42 | 25.16 | 75.67
|  | 29262 | 400 mm² ditto | 1959.7 | 21.05 | 26 | 79.75
|  | 29263 | 1.5 mm² 7-core | 139.97 | 11.09 | 13.31 | 41.88
|  | 29264 | 1.5 mm² 12-core | 184.46 | 11.09 | 13.31 | 41.88
|  | 29265 | 1.5 mm² 19-core | 248.22 | 14.68 | 18.03 | 52.14
|  | 29266 | 1.5 mm² 27-core | 315.52 | 14.68 | 18.03 | 52.14
|  | 29267 | 1.5 mm² 37-core | 372.66 | 14.68 | 18.03 | 54.55
|  | 29268 | 1.5 mm² 48-core | 639.12 | 14.68 | 18.03 | 54.55
|  | 29269 | 2.5 mm² 7-core | 200.66 | 14.01 | 17.49 | 51.92
|  | 29270 | 2.5 mm² 12-core | 254.95 | 14.01 | 17.49 | 51.92
|  | 29271 | 2.5 mm² 19-core | 340 | 14.65 | 18.72 | 56.18
|  | 29272 | 2.5 mm² 27-core | 441.04 | 15.25 | 19.39 | 57.19
|  | 29273 | 2.5 mm² 37-core | 754.05 | 15.85 | 20.68 | 60.97
|  | 29274 | 2.5 mm² 48-core | 1149.7 | 15.9 | 20.75 | 62.14
|  | 29275 | 6 mm² 1-core. | 89.78 | 7.92 | 10.1 | 29.6
|  | 29276 | 10 mm² ditto | 133.99 | 7.93 | 10.15 | 30.48
|  | 29277 | 16 mm² ditto | 166.32 | 9.13 | 12.13 | 34.6
|  | 29278 | 25 mm² ditto | 212.75 | 10.45 | 12.87 | 36.45
|  | 29279 | 35 mm² ditto | 385.45 | 11.31 | 13.57 | 39.52
|  | 29280 | 50 mm² ditto | 439.03 | 12.03 | 14.89 | 41.4
|  | 29281 | 70 mm² ditto | 516.91 | 12.87 | 16.26 | 44.83
|  | 29282 | 95 mm² ditto | 647 | 16.25 | 20.31 | 57.25
|  | 29283 | 120 mm² ditto | 760.71 | 16.25 | 20.31 | 57.25
|  | 29284 | 150 mm² ditto | 924.43 | 16.25 | 20.31 | 57.25
|  | 29285 | 185 mm² ditto | 1071.65 | 16.9 | 21.6 | 61.19
|  | 29286 | 240 mm² ditto | 1310.53 | 18.42 | 22.6 | 64.21
|  | 29287 | 1.5 mm² 2-core | 81.99 | 7.08 | 8.53 | 27.16
|  | 29288 | 2.5 mm² ditto | 92.69 | 7.92 | 10.1 | 29.6
|  | 29289 | 4 mm² ditto. | 108.53 | 7.93 | 10.15 | 30.48
|  | 29290 | 6 mm² ditto. | 133.01 | 8.88 | 10.91 | 32.52
|  | 29291 | 10 mm² ditto. | 175.4 | 9.13 | 12.13 | 34.6
|  | 29292 | 16 mm² ditto. | 215.04 | 10.45 | 12.83 | 36.46
|  | 29293 | 25 mm² ditto. | 338.2 | 10.89 | 13.04 | 39.72
|  | 29294 | 1.5 mm² 4-core | 100.54 | 7.92 | 10.1 | 29.6
|  | 29295 | 2.5 mm² ditto | 110.56 | 7.93 | 10.15 | 30.48
|  | 29296 | 4 mm² ditto. | 143.84 | 8.6 | 11.22 | 32.59
|  | 29297 | 6 mm² ditto. | 178.82 | 9.13 | 12.13 | 34.6
|  | 29298 | 10 mm² ditto. | 238.22 | 10.45 | 12.83 | 36.46
|  | 29299 | 16 mm² ditto. | 323.01 | 10.89 | 13.04 | 39.72
|  | 29300 | 25 mm² ditto. | 444.14 | 11.72 | 14.42 | 42.43
|  | 29301 | 1 mm² 1-core. | 30.13 | 2.88 | 3.61 | 10.72
|  | 29302 | 1.5 mm² ditto. | 34.69 | 2.88 | 3.61 | 10.72
|  | 29303 | 2.5 mm² ditto. | 38.73 | 2.88 | 3.61 | 10.72
|  | 29304 | 4 mm² ditto | 66.78 | 7.92 | 10.06 | 29.49
|  | 29305 | 6 mm² ditto | 86.37 | 7.92 | 10.06 | 29.49
|  | 29306 | 10 mm² ditto | 131.52 | 7.92 | 10.11 | 30.34
|  | 29307 | 16 mm² ditto | 165.38 | 9.07 | 12.07 | 34.45
|  | 29308 | 25 mm² ditto | 207.61 | 10.41 | 12.79 | 36.3
|  | 29309 | 35 mm² ditto | 379.93 | 11.28 | 13.48 | 39.36
|  | 29310 | 50 mm² ditto | 426.83 | 11.98 | 14.82 | 41.23
|  | 29311 | 70 mm² ditto | 512.96 | 12.79 | 16.19 | 44.66
|  | 29312 | 95 mm² ditto | 650.62 | 13.54 | 16.93 | 49.75
|  | 29313 | 120 mm² ditto | 750.06 | 14.85 | 18.19 | 52.64
|  | 29314 | 150 mm² ditto | 928.21 | 16.17 | 20.2 | 56.99
|  | 29315 | 185 mm² ditto | 1062.07 | 16.81 | 21.5 | 60.95
|  | 29316 | 240 mm² ditto | 1284.26 | 18.36 | 22.5 | 63.95
|  | 29317 | 1 mm² 2-core. | 70.87 | 7.06 | 8.51 | 27.04
|  | 29318 | 1.5 mm² ditto. | 79.9 | 7.06 | 8.51 | 27.04
|  | 29319 | 2.5 mm² ditto. | 91.18 | 7.92 | 10.06 | 29.49
|  | 29320 | 4 mm² ditto | 106.51 | 7.92 | 10.11 | 30.34
|  | 29321 | 6 mm² ditto | 133.84 | 8.84 | 10.88 | 32.34
|  | 29322 | 10 mm² ditto | 176.21 | 9.07 | 12.06 | 34.45
|  | 29323 | 16 mm² ditto | 213.69 | 10.41 | 12.79 | 36.35
|  | 29324 | 25 mm² ditto | 345.89 | 10.83 | 12.98 | 39.55
|  | 29325 | 1.5 mm² 4-core | 99.08 | 7.92 | 10.08 | 29.53
|  | 29326 | 2.5 mm² ditto. | 111.14 | 7.92 | 10.15 | 30.42
|  | 29327 | 4 mm² ditto | 138.17 | 8.85 | 10.89 | 32.45
|  | 29328 | 6 mm² ditto | 175.91 | 9.07 | 12.09 | 34.53
|  | 29329 | 10 mm² ditto | 229.91 | 10.44 | 12.82 | 36.41
|  | 29330 | 16 mm² ditto | 324.77 | 10.84 | 13.03 | 39.63
|  | 29331 | 25 mm² ditto | 452.47 | 11.73 | 14.37 | 42.34
|  | 29332 | 1 mm² 2-core. | 53.71 | 3.43 | 4.24 | 12.96
|  | 29333 | 1.5 mm² ditto. | 64.14 | 3.88 | 4.8 | 15.09
|  | 29334 | 2.5 mm² ditto. | 73.51 | 3.88 | 4.8 | 15.09
|  | 29335 | 4 mm² ditto | 101.85 | 7.08 | 8.22 | 27.16
|  | 29336 | 6 mm² ditto | 121.55 | 7.08 | 8.22 | 27.16
|  | 29337 | 10 mm² ditto | 174.17 | 8.85 | 10.91 | 32.45
|  | 29338 | 16 mm² ditto | 213.4 | 8.85 | 10.91 | 32.45
|  | 29339 | 25 mm² ditto | 335.98 | 11.03 | 13.28 | 41.69
|  | 29340 | 1.5 mm² 4-core | 103.43 | 9.07 | 12.09 | 34.53
|  | 29341 | 2.5 mm² ditto. | 119.32 | 10.44 | 12.82 | 36.41
|  | 29342 | 4 mm² ditto | 148.83 | 10.73 | 13.23 | 38.3
|  | 29343 | 6 mm² ditto | 188.32 | 11.17 | 13.78 | 39.46
|  | 29344 | 10 mm² ditto | 239.55 | 11.34 | 14.37 | 40.33
|  | 29345 | 16 mm² ditto | 338.11 | 11.64 | 14.87 | 41.69
|  | 29346 | 500 mm² 1-core. | 1225.09 | 18.2 | 22.65 | 64.34
|  | 29347 | 630 mm² ditto | 1357.84 | 20.05 | 25.61 | 76.03
|  | 29348 | 800 mm² ditto | 1582.83 | 23.35 | 29.5 | 91.38
|  | 29349 | 1000 mm² ditto | 1918.97 | 31.39 | 39.24 | 121.92
|  | 29350 | 4 mm² 2-core | 82.15 | 13 | 15.93 | 44.82
|  | 29351 | 6 mm² ditto. | 94.65 | 13.45 | 16.68 | 46.2
|  | 29352 | 10 mm² ditto. | 131.2 | 13.52 | 16.73 | 49.67
|  | 29353 | 16 mm² ditto | 149.43 | 14.22 | 17.23 | 52.34
|  | 29354 | 25 mm² ditto | 224.87 | 14.82 | 17.8 | 53.5
|  | 29355 | 35 mm² ditto. | 283.69 | 15.25 | 18.93 | 56.81
|  | 29356 | 50 mm² ditto | 376.25 | 18.85 | 23.73 | 67.31
|  | 29357 | 70 mm² ditto | 485.86 | 20.34 | 24.78 | 70.23
|  | 29358 | 95 mm² ditto. | 588.71 | 21.72 | 26.29 | 74.85
|  | 29359 | 4 mm² 4-core | 94.57 | 13.13 | 15.97 | 49.1
|  | 29360 | 6 mm² ditto | 110.94 | 13.59 | 17.1 | 51.6
|  | 29361 | 10 mm² ditto | 135.73 | 14.55 | 18.02 | 52.98
|  | 29362 | 16 mm² ditto | 180.16 | 15.36 | 18.74 | 55.9
|  | 29363 | 25 mm² ditto | 215.4 | 16.17 | 19.57 | 57.96
|  | 29364 | 35 mm² ditto | 274.59 | 16.4 | 20.47 | 60.97
|  | 29365 | 50 mm² ditto | 366.31 | 20.77 | 25.86 | 74.08
|  | 29366 | 70 mm² ditto | 473.5 | 22.39 | 26.82 | 77.28
|  | 29367 | 95 mm² ditto | 575.59 | 23.68 | 28.07 | 82.37
|  | 29368 | 120 mm² ditto | 694.9 | 24.52 | 29.95 | 87.14
|  | 29369 | 150 mm² ditto | 935.72 | 25.37 | 30.65 | 90.41
|  | 29370 | 185 mm² 4-core. | 983.55 | 26.59 | 31.27 | 93.36
|  | 29371 | 240 mm² ditto | 1240.66 | 27.59 | 33.36 | 101.5
|  | 29372 | 300 mm² ditto | 1467.73 | 30.12 | 35.45 | 109.17
|  | 29373 | 400 mm² ditto | 1835.55 | 31.02 | 37.53 | 114.4
|  | 29374 | 4 mm² 2-core | 60.78 | 6.14 | 7.44 | 22.89
|  | 29375 | 6 mm² ditto | 68.4 | 6.4 | 7.72 | 24.08
|  | 29376 | 10 mm² ditto | 104.95 | 6.75 | 8.09 | 24.93
|  | 29377 | 16 mm² ditto | 115.62 | 7.34 | 9.22 | 25.86
|  | 29378 | 25 mm² ditto | 191.05 | 7.48 | 9.37 | 26.72
|  | 29379 | 35 mm² ditto | 253.35 | 8.17 | 10 | 29.12
|  | 29380 | 50 mm² ditto | 338.15 | 9.35 | 11.24 | 30.65
|  | 29381 | 70 mm² ditto | 433.07 | 9.95 | 11.85 | 32.97
|  | 29382 | 95 mm² ditto | 541.27 | 10.55 | 13 | 35.35
|  | 29383 | 4 mm² 4-core | 81.92 | 6.55 | 8.17 | 26.36
|  | 29384 | 6 mm² ditto | 99.95 | 6.79 | 8.42 | 27.22
|  | 29385 | 10 mm² ditto | 123.24 | 7.08 | 8.76 | 28.05
|  | 29386 | 16 mm² ditto | 160.65 | 7.78 | 10.08 | 29.12
|  | 29387 | 25 mm² ditto | 203.74 | 7.78 | 10.25 | 30.05
|  | 29388 | 35 mm² ditto | 272.07 | 8.44 | 10.91 | 33.27
|  | 29389 | 50 mm² ditto | 365.26 | 9.62 | 12.13 | 35.54
|  | 29390 | 70 mm² ditto | 461.25 | 10.28 | 12.76 | 38.63
|  | 29391 | 95 mm² ditto | 573.6 | 10.87 | 13.98 | 41.88
|  | 29392 | 120 mm² ditto | 723.35 | 11.5 | 15.1 | 46.73
|  | 29393 | 150 mm² ditto | 993.1 | 13.23 | 16.81 | 51.04
|  | 29394 | 185 mm² 4-core. | 1017.11 | 14.08 | 17.6 | 55.56
|  | 29395 | 240 mm² ditto | 1351.99 | 14.93 | 18.85 | 59.24
|  | 29396 | 300 mm² ditto | 1565.23 | 15.81 | 20.12 | 63.66
|  | 29397 | 400 mm² ditto | 1934.04 | 17.23 | 20.91 | 66.97
|  | 29398 | 1-pair. | 31.35 | 6.41 | 7.83 | 23.91
|  | 29399 | 6-pair. | 91.51 | 16.42 | 21.05 | 64.11
|  | 29400 | 10-pair. | 119.65 | 19.19 | 22.87 | 73.78
|  | 29401 | 1.5 mm² 2-core | 28.55 | 6.41 | 7.83 | 23.91
|  | 29402 | 1.5 mm² 1-core | 7.67 | 1.25 | 1.67 | 5.14
|  | 29403 | 2.5 mm² ditto. | 8.76 | 1.25 | 1.67 | 5.14
|  | 29404 | 4 mm² ditto | 10.9 | 1.25 | 1.67 | 5.14
|  | 29405 | 6 mm² ditto | 13.31 | 1.25 | 1.67 | 5.14
|  | 29406 | 10 mm² ditto | 23.4 | 1.25 | 1.67 | 5.14
|  | 29407 | 16 mm² ditto | 29.79 | 1.67 | 2.09 | 6.39
|  | 29408 | 25 mm² ditto | 42.37 | 1.67 | 2.09 | 6.39
|  | 29409 | 35 mm² ditto | 61.56 | 2.04 | 2.49 | 7.34
|  | 29410 | 50 mm² ditto | 79.57 | 2.04 | 2.49 | 7.34
|  | 29411 | 70 mm² ditto | 109.01 | 3.53 | 4.22 | 11.51
|  | 29412 | 95 mm² ditto | 152 | 4.35 | 4.99 | 15.68
|  | 29413 | 120 mm² ditto | 207.51 | 5.27 | 7.24 | 18.86
|  | 29414 | 2 x 16 mm² (conduit outlet). | 800.77 | 103.27 | 128.85 | 389.29
|  | 29415 | 2 x 16 mm² (PVC tails outlet) | 872.96 | 119.21 | 149.01 | 451.82
|  | 29416 | 16 mm² x 2-core (conduit outlet) | 853.35 | 108.08 | 134.88 | 408.23
|  | 29417 | 16 mm² x 2-core (PVC tails outlet). | 910.61 | 122.74 | 153.7 | 465.12
|  | 29418 | 1 x 16 mm² x 3-core (conduit outlet) | 908.85 | 110.33 | 137.95 | 418.3
|  | 29419 | 1 x 16 mm² x 3-core (PVC tails outlet) | 967.53 | 126.97 | 158.51 | 479.03
|  | 29420 | 16 mm² x 4-core | 869.07 | 106.24 | 133.18 | 401.35
|  | 29421 | 25 mm² x 4-core | 923.92 | 112.64 | 141.2 | 426.37
|  | 29422 | 35 - 50 mm² x 3-core. | 1058.69 | 120.4 | 150.64 | 454.79
|  | 29423 | 35 - 50 mm² x 4-core. | 1221.54 | 131.76 | 164.67 | 498.96
|  | 29424 | 70 mm² x 4-core | 1397.27 | 150.19 | 187.85 | 568.14
|  | 29425 | 95 mm² x 4-core | 1516.06 | 158.92 | 198.67 | 602.03
|  | 29426 | 120 - 150 mm² x 4-core. | 1724.2 | 162.42 | 203.33 | 615.98
|  | 29427 | 185 mm² x 4-core | 2064.82 | 169.92 | 212.6 | 643.13
|  | 29428 | 240 mm² x 4-core | 2429.78 | 189.16 | 236.66 | 715.79
|  | 29429 | 300 mm² x 4-core | 2718.64 | 208.23 | 260.56 | 787.38
|  | 29430 | 16 - 25 mm² 2-core | 991.22 | 128.82 | - | 488.11
|  | 29431 | 35 - 50 mm² 2-core and 16 mm² 4-core | 1071.65 | 138 | - | 523.64
|  | 29432 | 70 - 95 mm² 2-core and 25 - 50 mm² 4-core. | 1396.72 | 152.55 | - | 565.3
|  | 29433 | 120 - 185 mm² 2-core and 70 - 120 mm² 4-core | 1732.63 | 169.81 | - | 633.1
|  | 29434 | 240 - 300 mm² 2-core and 150 - 185 mm² 4-core | 2477.24 | 192.34 | - | 727.33
|  | 29435 | 400 mm² 2-core and 240 - 300 mm² 4-core | 2873.29 | 220.31 | - | 815.51
|  | 29436 | 16 - 25 mm² 2-core | 920.23 | 128.8 | - | 492.03
|  | 29437 | 35 - 50 mm² 2-core and 16 mm² 4-core | 1106.06 | 140.57 | - | 536.55
|  | 29438 | 70 - 95 mm² 2-core and 25 - 50 mm² 4-core. | 1282.99 | 155.05 | - | 592.08
|  | 29439 | 120 - 185 mm² 2-core and 70 - 120 mm² 4-core | 1714.72 | 170.11 | - | 649.79
|  | 29440 | 240 - 300 mm² 2-core and 150 - 185 mm² 4-core | 2455.13 | 189.38 | - | 723.87
|  | 29441 | 400 mm² 2-core and 240 - 300 mm² 4-core | 3193.48 | 218.25 | - | 833.75
|  | 29442 | 1.5 - 4 mm² 2-core. | 562.04 | 93.31 | - | 344.71
|  | 29443 | 6 - 10 mm² 2-core | 607.44 | 104.55 | - | 391.13
|  | 29444 | 16 - 25 mm² 2-core | 671.69 | 115.26 | - | 433.9
|  | 29445 | 35 - 50 mm² 2-core and 16 mm² 4-core | 855.51 | 126.56 | - | 476.25
|  | 29446 | 70 - 95 mm² 2-core and 25 - 50 mm² 4-core. | 1047.49 | 141.18 | - | 531.56
|  | 29447 | 120 - 185 mm² 2-core and 70 - 120 mm² 4-core | 2095.05 | 153.33 | - | 576.7
|  | 29448 | Link box for 240mm² 1 core MICS cable. | 1795.23 | 20.64 | 25.76 | 78.23
|  | 29449 | 1.5 - 6 mm² 2-core. | 908.96 | 91.42 | - | 337.75
|  | 29450 | 500 mm² 1-core. | 160.48 | 29.99 | 37.33 | 115.18
|  | 29451 | 630 mm² ditto | 160.48 | 29.99 | 37.33 | 115.18
|  | 29452 | 800 mm² ditto | 216.81 | 36.72 | 45.86 | 135.05
|  | 29453 | 1000 mm² ditto | 241.8 | 42.58 | 54.3 | 158.51
|  | 29454 | 1.5 - 4 mm² 2-core. | 78.08 | 18.21 | 22.75 | 66.65
|  | 29455 | 1.5 - 2.5 mm² 4-core, 6 - 10 mm² 2-core. | 91.43 | 21.79 | 26.9 | 77.95
|  | 29456 | 4 - 6 mm² 4-core, 16 - 35 mm² 2-core. | 104.3 | 23.43 | 30.01 | 86.08
|  | 29457 | 10 - 35 mm² 4-core, 50 - 95 mm² 2-core. | 124.04 | 27.21 | 33.96 | 100.51
|  | 29458 | 50 - 95 mm² 4-core. | 146.76 | 28.57 | 37 | 108.2
|  | 29459 | 120 - 150 mm² ditto. | 157.85 | 29.73 | 38.3 | 112.17
|  | 29460 | 185 mm² ditto | 218.32 | 35.85 | 44.49 | 133.65
|  | 29461 | 240 mm² ditto | 242.21 | 43.02 | 53.29 | 156.71
|  | 29462 | 300 mm² ditto | 316.41 | 51.26 | 64.25 | 194.5
|  | 29463 | 400 mm² ditto | 404.05 | 59.54 | 73.34 | 218.7
|  | 29464 | 1.5 - 4 mm² 2-core. | 8.68 | - | - | -
|  | 29465 | 1.5 - 2.5 mm² 4-core, 6 - 10 mm² 2-core. | 13.05 | - | - | -
|  | 29466 | 4 - 6 mm² 4-core, 16 - 35 mm² 2-core. | 13.28 | - | - | -
|  | 29467 | 10 - 35 mm² 4-core, 50 - 95 mm² 2-core. | 23.72 | - | - | -
|  | 29468 | 50 - 95 mm² 4-core | 24.83 | - | - | -
|  | 29469 | 120 - 150 mm² ditto. | 31.17 | - | - | -
|  | 29470 | 185 mm² ditto | 36.07 | - | - | -
|  | 29471 | 240 mm² ditto | 42.25 | - | - | -
|  | 29472 | 300 mm² ditto | 52.68 | - | - | -
|  | 29473 | 400 mm² ditto | 57.83 | - | - | -
|  | 29474 | 20 x 40 mm | 6.89 | 1.13 | 1.32 | 3.68
|  | 29475 | 20 x 50 mm | 7.29 | 1.13 | 1.32 | 3.68
|  | 29476 | 20 x 60 mm | 7.82 | 1.13 | 1.32 | 3.68
|  | 29477 | 20 x 70 mm | 9.86 | 1.25 | 1.63 | 5
|  | 29478 | 20 x 80 mm | 10.59 | 1.25 | 1.63 | 5
|  | 29479 | 20 x 100 mm | 11.42 | 1.25 | 1.63 | 5
|  | 29480 | 20 x 120 mm | 11.76 | 1.25 | 1.63 | 5
|  | 29481 | 6 mm² 1-core. | 55.57 | 11.62 | 14.82 | 45.14
|  | 29482 | 10 mm² ditto | 64.92 | 12.27 | 15.58 | 47.25
|  | 29483 | 16 mm² ditto | 78.1 | 13.62 | 16.84 | 50.57
|  | 29484 | 25 mm² ditto | 83.12 | 14.35 | 17.66 | 55.22
|  | 29485 | 35 - 50 mm² ditto. | 94.67 | 15.6 | 19.85 | 60.61
|  | 29486 | 70 mm² ditto | 103.23 | 18.12 | 22.07 | 67.88
|  | 29487 | 95 mm² ditto | 108.81 | 18.85 | 24.02 | 72.05
|  | 29488 | 120 mm² ditto | 114.1 | 20.05 | 24.78 | 76.98
|  | 29489 | 150 mm² ditto | 127.87 | 21.33 | 25.84 | 81.81
|  | 29490 | 185 mm² ditto | 144.27 | 22 | 27.54 | 87.04
|  | 29491 | 240 mm² ditto | 169.63 | 22.66 | 27.81 | 89.83
|  | 29492 | 1 mm² 2-core. | 88.13 | 14.71 | 17.93 | 54.6
|  | 29493 | 1.5 mm² ditto. | 91.81 | 15.36 | 19.52 | 58.3
|  | 29494 | 2.5 mm² ditto. | 99.2 | 16.64 | 20.32 | 63.83
|  | 29495 | 4 mm² ditto | 104.26 | 18.08 | 22.36 | 68.12
|  | 29496 | 6 mm² ditto | 108.89 | 18.86 | 24.05 | 72.05
|  | 29497 | 10 mm² ditto | 110.04 | 18.86 | 24.05 | 73.37
|  | 29498 | 16 mm² ditto | 118.49 | 19.5 | 24.8 | 78.19
|  | 29499 | 25 mm² ditto | 124.18 | 21.57 | 26.4 | 82.68
|  | 29500 | 1.5 mm² 4-core | 106.31 | 17.93 | 21.92 | 65.98
|  | 29501 | 2.5 mm² ditto. | 112.62 | 18.86 | 23.64 | 71.56
|  | 29502 | 4 mm² ditto | 116.48 | 19.11 | 24 | 73.76
|  | 29503 | 6 mm² ditto | 119.83 | 20.27 | 25.09 | 76.24
|  | 29504 | 10 mm² ditto | 123.95 | 20.27 | 25.09 | 78.82
|  | 29505 | 16 mm² ditto | 129.72 | 21.57 | 26.12 | 83.34
|  | 29506 | 25 mm² ditto | 158.32 | 22.22 | 27.9 | 88.93
|  | 29507 | 50 mm - 75 mm. | 28.84 | 4.93 | 6.33 | 17.66
|  | 29508 | 75 mm - 100 mm. | 43.65 | 6.21 | 7.66 | 23.56
|  | 29509 | 450 x 100 x 25 mm. | 16.32 | 1.26 | 1.71 | 5.09
|  | 29510 | 600 x 175 x 50 mm. | 25.35 | 1.71 | 2.53 | 7.64
|  | 29511 | 2.5 mm² | 7.5 | - | - | 7.05
|  | 29512 | 4 mm². | 10.77 | - | - | 10.06
|  | 29513 | 6 mm² | 10.95 | - | - | 10.17
|  | 29514 | 10 mm². | 12.15 | - | - | 11.46
|  | 29515 | 16 mm². | 13.49 | - | - | 12.46
|  | 29516 | 25 mm². | 14.04 | - | - | 12.53
|  | 29517 | 35 mm². | 18.19 | - | - | 16.36
|  | 29518 | 50 mm². | 21.33 | - | - | 18.39
|  | 29519 | 70 mm². | 27.28 | - | - | 22.17
|  | 29520 | 95 mm². | 34.37 | - | - | 27.71
|  | 29521 | 120 mm² | 42.09 | - | - | 32.49
|  | 29522 | 150 mm² | 49.13 | - | - | 36.41
|  | 29523 | 185 mm² | 58.66 | - | - | 41.83
|  | 29524 | 240 mm² | 70.88 | - | - | 46.7
|  | 29525 | 300 mm² | 86.41 | - | - | 52.59
|  | 29526 | 400 mm² | 110.33 | - | - | 61.05
|  | 29527 | 500 mm² | 134.7 | - | - | 67.53
|  | 29528 | 630 mm² | 181.38 | - | - | 74.91
|  | 29529 | 800 mm² | 280.93 | - | - | 85.05
|  | 29530 | 1000 mm² | 360.28 | - | - | 98.85
|  | 29531 | Concrete cable marker 230 x 180 x 100 mm | 56.46 | 2.78 | 3.38 | 9.54
|  | 29532 | Cable tape off unit with insulating shroud. | 83.92 | 8.09 | 10.16 | 30.98
|  | 29533 | Jointing compound, cold pouring (Supply only) | 131.21 | - | - | -
|  | 29534 | 600A | 5364.35 | 98.37 | 146.99 | 513.91
|  | 29535 | 800A | 5659.52 | 171.52 | 219.57 | 770.74
|  | 29536 | 1000A | 6512.72 | 198.96 | 254.78 | 897.88
|  | 29537 | 1200A | 8107.01 | 227.18 | 291.43 | 1027.73
|  | 29538 | 1350A | 8906.54 | 245.75 | 314.5 | 1098.16
|  | 29539 | 1600A | 10288.42 | 272.53 | 348.12 | 1214.12
|  | 29540 | 2000A | 12081.49 | 299.29 | 382.48 | 1337.8
|  | 29541 | 2500A | 16525.53 | 328.9 | 421.45 | 1460.42
|  | 29542 | 600A | 5536.46 | 97.99 | 146.43 | 511.93
|  | 29543 | 800A | 5833.34 | 170.85 | 218.71 | 767.79
|  | 29544 | 1000A | 6708.24 | 198.21 | 253.81 | 894.46
|  | 29545 | 1200A | 8300.9 | 226.3 | 290.34 | 1023.8
|  | 29546 | 1350A | 9169.41 | 244.79 | 313.32 | 1093.98
|  | 29547 | 1600A | 10642.84 | 271.47 | 346.8 | 1209.48
|  | 29548 | 2000A | 12386.9 | 298.14 | 381.05 | 1332.7
|  | 29549 | 2500A | 16942.98 | 327.65 | 419.83 | 1454.92
|  | 29550 | 600A | 5803.06 | 97.99 | 146.43 | 511.93
|  | 29551 | 800A | 6113.18 | 170.85 | 218.71 | 767.79
|  | 29552 | 1000A | 6951.76 | 198.21 | 253.81 | 894.46
|  | 29553 | 1200A | 8540.89 | 226.3 | 290.34 | 1023.8
|  | 29554 | 1350A | 9377.36 | 244.84 | 313.32 | 1093.98
|  | 29555 | 1600A | 10752.41 | 271.47 | 346.8 | 1209.48
|  | 29556 | 2000A | 12443.97 | 298.14 | 381.05 | 1332.7
|  | 29557 | 2500A | 17682.68 | 327.65 | 419.83 | 1454.92
|  | 29558 | 600A | 12216.36 | 110.19 | 165.18 | 581.37
|  | 29559 | 800A | 13468.79 | 132.09 | 198.4 | 696.91
|  | 29560 | 1000A | 14620.82 | 153.47 | 230.32 | 815.63
|  | 29561 | 1200A | 15138.17 | 175.26 | 261.82 | 933.83
|  | 29562 | 1350A | 17720.1 | 194.72 | 292 | 1039.71
|  | 29563 | 1600A | 18925.37 | 214.19 | 321.09 | 1143.34
|  | 29564 | 2000A | 20859.4 | 235.86 | 354.3 | 1267.94
|  | 29565 | 2500A | 30476.74 | 266.61 | 398.53 | 1438.54
|  | 29566 | 600A | 4518.09 | 109.52 | 164.18 | 577.88
|  | 29567 | 800A | 4668.14 | 131.31 | 197.21 | 692.75
|  | 29568 | 1000A | 5025.62 | 152.55 | 228.98 | 810.7
|  | 29569 | 1200A | 5538.76 | 174.23 | 260.3 | 928.19
|  | 29570 | 1350A | 5884.12 | 194.72 | 292 | 1039.71
|  | 29571 | 1600A | 6364.76 | 214.19 | 321.09 | 1143.34
|  | 29572 | 2000A | 6956.29 | 235.86 | 354.3 | 1267.94
|  | 29573 | 2500A | 9604.93 | 266.61 | 398.53 | 1438.54
|  | 29574 | 600A | 4635.37 | 109.52 | 164.18 | 577.88
|  | 29575 | 800A | 4786.03 | 131.31 | 197.21 | 692.71
|  | 29576 | 1000A | 5148.24 | 152.55 | 228.98 | 810.7
|  | 29577 | 1200A | 5673.8 | 174.23 | 260.3 | 928.19
|  | 29578 | 1350A | 6026.7 | 194.72 | 292 | 1039.71
|  | 29579 | 1600A | 6519.05 | 214.19 | 321.09 | 1143.34
|  | 29580 | 2000A | 7123.98 | 235.86 | 354.3 | 1267.94
|  | 29581 | 2500A | 9777.9 | 266.61 | 398.53 | 1438.54
|  | 29582 | 600A | 4863.92 | 109.74 | 164.52 | 579.05
|  | 29583 | 800A | 5015.44 | 131.55 | 197.59 | 694.11
|  | 29584 | 1000A | 5338.53 | 152.83 | 229.43 | 812.35
|  | 29585 | 1200A | 5865.64 | 174.56 | 260.81 | 930.09
|  | 29586 | 1350A | 6213.35 | 195.09 | 292.6 | 1041.85
|  | 29587 | 1600A | 6680.15 | 214.63 | 321.76 | 1145.69
|  | 29588 | 2000A | 7249.29 | 236.32 | 355.01 | 1270.56
|  | 29589 | 2500A | 10386.33 | 267.17 | 399.34 | 1441.54
|  | 29590 | 600A | 8759.68 | 174.56 | 260.81 | 930.09
|  | 29591 | 800A | 9008.65 | 208.94 | 313.06 | 1115.95
|  | 29592 | 1000A | 9669.84 | 242.76 | 364.83 | 1302.1
|  | 29593 | 1200A | 10640.85 | 277.57 | 415.32 | 1486.97
|  | 29594 | 1350A | 11283.86 | 306.81 | 458.52 | 1643.96
|  | 29595 | 1600A | 12199.67 | 337.39 | 506.45 | 1808.81
|  | 29596 | 2000A | 13331.53 | 372.46 | 558.53 | 1992.52
|  | 29597 | 2500A | 18542.05 | 420.6 | 631.1 | 2252.58
|  | 29598 | 600A | 8993.6 | 174.56 | 260.81 | 930.09
|  | 29599 | 800A | 9243.85 | 208.94 | 313.06 | 1115.95
|  | 29600 | 1000A | 9914.58 | 242.76 | 364.83 | 1302.1
|  | 29601 | 1200A | 10910.19 | 277.57 | 415.32 | 1486.97
|  | 29602 | 1350A | 11568.22 | 306.81 | 458.52 | 1643.96
|  | 29603 | 1600A | 12507.55 | 337.39 | 506.45 | 1808.81
|  | 29604 | 2000A | 13666.22 | 372.46 | 558.53 | 1992.52
|  | 29605 | 2500A | 19021.09 | 420.6 | 631.1 | 2252.58
|  | 29606 | 600A | 9491.91 | 175.26 | 261.84 | 933.83
|  | 29607 | 800A | 9745.29 | 209.75 | 314.27 | 1120.45
|  | 29608 | 1000A | 10340.53 | 243.69 | 366.27 | 1307.34
|  | 29609 | 1200A | 11344.16 | 278.64 | 416.97 | 1492.95
|  | 29610 | 1350A | 11994.79 | 308.01 | 460.31 | 1650.55
|  | 29611 | 1600A | 12886.97 | 338.65 | 508.4 | 1816.03
|  | 29612 | 2000A | 13978.8 | 373.93 | 560.7 | 2000.49
|  | 29613 | 2500A | 20191.11 | 422.22 | 633.54 | 2261.56
|  | 29614 | 600A | 1086.21 | 61.23 | 92.34 | 317.89
|  | 29615 | 800A | 1145.21 | 67.81 | 101.64 | 349.89
|  | 29616 | 1000A | 1184.34 | 73.77 | 110.36 | 381.74
|  | 29617 | 1200A | 1234.84 | 80.15 | 119.06 | 414.36
|  | 29618 | 1350A | 1283.07 | 85.39 | 128.08 | 445.87
|  | 29619 | 1600A | 1369.73 | 94.93 | 141.81 | 495.84
|  | 29620 | 2000A | 1456.87 | 104.68 | 157.26 | 546.81
|  | 29621 | 2500A | 1661.14 | 118.57 | 178.21 | 621.86
|  | 29622 | 600A | 1086.21 | 61.23 | 92.34 | 317.89
|  | 29623 | 800A | 1145.21 | 67.81 | 101.64 | 349.89
|  | 29624 | 1000A | 1184.34 | 73.77 | 110.36 | 381.74
|  | 29625 | 1200A | 1234.84 | 80.15 | 119.06 | 414.36
|  | 29626 | 1350A | 1283.07 | 85.39 | 128.08 | 445.87
|  | 29627 | 1600A | 1369.73 | 94.93 | 141.81 | 495.85
|  | 29628 | 2000A | 1456.87 | 104.68 | 157.26 | 546.81
|  | 29629 | 2500A | 1661.14 | 118.57 | 178.21 | 621.86
|  | 29630 | 600A | 1086.21 | 60.87 | 91.79 | 316.02
|  | 29631 | 800A | 1145.21 | 67.42 | 101.01 | 347.82
|  | 29632 | 1000A | 1184.34 | 73.33 | 109.68 | 379.5
|  | 29633 | 1200A | 1234.84 | 79.67 | 118.37 | 411.89
|  | 29634 | 1350A | 1283.07 | 84.87 | 127.33 | 443.21
|  | 29635 | 1600A | 1369.73 | 94.36 | 140.98 | 492.9
|  | 29636 | 2000A | 1456.87 | 104.06 | 156.34 | 543.55
|  | 29637 | 2500A | 1661.14 | 117.88 | 177.17 | 618.19
|  | 29638 | 600A | 12662.99 | 109.52 | 164.18 | 577.88
|  | 29639 | 800A | 12992.43 | 131.31 | 197.21 | 692.71
|  | 29640 | 1000A | 13041.56 | 152.55 | 228.98 | 810.7
|  | 29641 | 1200A | 14343.42 | 174.23 | 260.3 | 928.19
|  | 29642 | 1350A | 16192.26 | 194.72 | 292 | 1039.71
|  | 29643 | 1600A | 16877.19 | 214.19 | 321.09 | 1143.34
|  | 29644 | 2000A | 17445.79 | 235.86 | 354.3 | 1267.94
|  | 29645 | 2500A | 24077.1 | 266.61 | 398.53 | 1438.54
|  | 29646 | 600A | 12662.99 | 109.52 | 164.18 | 577.88
|  | 29647 | 800A | 12992.43 | 131.31 | 197.21 | 692.71
|  | 29648 | 1000A | 13041.56 | 152.55 | 228.98 | 810.7
|  | 29649 | 1200A | 14343.42 | 174.23 | 260.3 | 928.19
|  | 29650 | 1350A | 16192.26 | 194.72 | 292 | 1039.71
|  | 29651 | 1600A | 16877.19 | 214.19 | 321.09 | 1143.34
|  | 29652 | 2000A | 17445.79 | 235.86 | 354.3 | 1267.94
|  | 29653 | 2500A | 24077.1 | 266.61 | 398.53 | 1438.54
|  | 29654 | 600A | 12635.5 | 109.74 | 164.52 | 579.05
|  | 29655 | 800A | 12964.15 | 131.55 | 197.64 | 694.11
|  | 29656 | 1000A | 13013.37 | 152.83 | 229.43 | 812.35
|  | 29657 | 1200A | 14312.42 | 174.56 | 260.81 | 930.09
|  | 29658 | 1350A | 16157.34 | 195.09 | 292.6 | 1041.85
|  | 29659 | 1600A | 16840.47 | 214.63 | 321.71 | 1145.69
|  | 29660 | 2000A | 17407.9 | 236.32 | 355.01 | 1270.56
|  | 29661 | 2500A | 24024.58 | 267.17 | 399.34 | 1441.54
|  | 29662 | 600A | 3068.63 | 60.98 | 91.97 | 316.64
|  | 29663 | 800A | 3382.15 | 67.53 | 101.21 | 348.5
|  | 29664 | 1000A | 3451.22 | 73.51 | 109.91 | 380.26
|  | 29665 | 1200A | 3811.16 | 79.81 | 118.65 | 412.74
|  | 29666 | 1350A | 4018.46 | 85.03 | 127.58 | 444.12
|  | 29667 | 1600A | 4442.78 | 94.57 | 141.28 | 493.9
|  | 29668 | 2000A | 4965.31 | 104.3 | 156.65 | 544.66
|  | 29669 | 2500A | 7163.87 | 118.1 | 177.53 | 619.41
|  | 29670 | 200A | 7487.34 | 152.04 | 199.66 | 700.66
|  | 29671 | 400A | 13101.1 | 198.54 | 260.81 | 930.09
|  | 29672 | 600A | 17590.72 | 253.81 | 333.02 | 1188.8
|  | 29673 | 600A | 4876.74 | 99.36 | 147.92 | 510
|  | 29674 | 800A | 5062.72 | 117.28 | 174.77 | 605
|  | 29675 | 1000A | 5854.26 | 134.84 | 202.3 | 697.44
|  | 29676 | 1200A | 7389.07 | 152.94 | 228.59 | 793.87
|  | 29677 | 1350A | 8161.15 | 169.11 | 253.81 | 873.42
|  | 29678 | 1600A | 9467.72 | 187.61 | 280.12 | 968.4
|  | 29679 | 2000A | 11049 | 206.94 | 310.41 | 1073.43
|  | 29680 | 2500A | 15145.64 | 228.85 | 342.42 | 1181.2
|  | 29681 | 600A | 5719.52 | 99.36 | 147.92 | 528.79
|  | 29682 | 800A | 5917.83 | 117.28 | 174.77 | 605
|  | 29683 | 1000A | 6749.44 | 134.84 | 202.3 | 697.44
|  | 29684 | 1200A | 8257.19 | 152.94 | 228.59 | 793.87
|  | 29685 | 1350A | 9044.77 | 169.11 | 253.81 | 873.42
|  | 29686 | 1600A | 10465.42 | 187.61 | 280.12 | 968.4
|  | 29687 | 2000A | 12140.13 | 206.94 | 310.41 | 1073.43
|  | 29688 | 2500A | 17140.21 | 228.85 | 342.42 | 1181.2
|  | 29689 | 200A | 8550.18 | 157.8 | 202.3 | 697.44
|  | 29690 | 400A | 13491.61 | 206.03 | 264.74 | 914
|  | 29691 | 600A | 17366.16 | 262.81 | 337.34 | 1165.96
|  | 29692 | 600A | 5730.33 | 98.57 | 146.77 | 506.08
|  | 29693 | 800A | 5883.37 | 116.38 | 173.41 | 600.31
|  | 29694 | 1000A | 6186.19 | 133.8 | 200.74 | 692.09
|  | 29695 | 1200A | 7397.56 | 151.74 | 226.85 | 787.79
|  | 29696 | 1350A | 8143.98 | 167.83 | 251.85 | 866.72
|  | 29697 | 1600A | 9329.2 | 186.17 | 277.97 | 961.01
|  | 29698 | 2000A | 10837.69 | 205.35 | 308.04 | 1065.2
|  | 29699 | 2500A | 14856.37 | 227.09 | 339.79 | 1172.24
|  | 29700 | 600A | 8650.04 | 173.89 | 260.81 | 930.09
|  | 29701 | 800A | 8895.72 | 208.6 | 311.88 | 1115.97
|  | 29702 | 1000A | 9587.37 | 242.34 | 364.16 | 1300
|  | 29703 | 1200A | 10507.28 | 277.8 | 414.89 | 1486.2
|  | 29704 | 1350A | 11119.64 | 307.75 | 461.54 | 1650.55
|  | 29705 | 1600A | 12118.27 | 338.33 | 508.18 | 1816.13
|  | 29706 | 2000A | 13165.02 | 373.29 | 559.81 | 2002.8
|  | 29707 | 2500A | 18310.01 | 421.94 | 633.27 | 2271.64
|  | 29708 | 600A | 8881.05 | 174.23 | 261.34 | 931.95
|  | 29709 | 800A | 9127.96 | 209 | 312.47 | 1118.24
|  | 29710 | 1000A | 9829.96 | 242.82 | 364.85 | 1302.61
|  | 29711 | 1200A | 10773.2 | 278.34 | 415.71 | 1489.2
|  | 29712 | 1350A | 11399.84 | 308.35 | 462.44 | 1653.89
|  | 29713 | 1600A | 12424.08 | 339 | 509.19 | 1819.78
|  | 29714 | 2000A | 13495.52 | 374.04 | 560.91 | 2006.89
|  | 29715 | 2500A | 18783.03 | 422.76 | 634.48 | 2276.21
|  | 29716 | 600A | 9352.56 | 174.23 | 261.34 | 931.95
|  | 29717 | 800A | 9601.98 | 209 | 312.47 | 1118.24
|  | 29718 | 1000A | 9829.96 | 242.82 | 364.85 | 1302.61
|  | 29719 | 1200A | 11141.05 | 278.34 | 415.71 | 1489.2
|  | 29720 | 1350A | 11399.84 | 308.35 | 462.44 | 1653.89
|  | 29721 | 1600A | 12772.81 | 339 | 509.19 | 1819.78
|  | 29722 | 2000A | 13774 | 374.04 | 560.91 | 2006.89
|  | 29723 | 2500A | 19894.67 | 422.76 | 634.48 | 2276.21
|  | 29724 | 200A | 3761.28 | 87.79 | 149.24 | 594.04
|  | 29725 | 400A | 4074.63 | 87.79 | 159.89 | 608.87
|  | 29726 | 600A | 4272.37 | 120.18 | 180.01 | 621.76
|  | 29727 | 800A | 4583.07 | 142.95 | 214.17 | 746.9
|  | 29728 | 1000A | 4935.11 | 166.76 | 250.07 | 869.46
|  | 29729 | 1200A | 5495.01 | 191.48 | 286.53 | 990.81
|  | 29730 | 1350A | 5855.32 | 213.11 | 319.55 | 1085.66
|  | 29731 | 1600A | 6342.72 | 234.74 | 352.39 | 1200.91
|  | 29732 | 2000A | 6961.16 | 258.26 | 386.84 | 1325.71
|  | 29733 | 2500A | 9604.51 | 292.15 | 438.72 | 1501.86

## All Page
| B1 | C1 | D1 | E1 | F1 | G1 | H1 | I1 | J1 | K1 | L1 | M1 | N1 | O1 | P1 | Q1 | R1 | S1 | T1 | U1 | V1 | W1 | X1 | Y1 | Z1 | AA1 | AB1 | AC1 | AD1 | AE1 | AF1 | AG1 | AH1 | Item Number | $~$~$~$~ | Find A | Find B | Find C | Find D | Dollar A | Dollar B | Dollar C | Dollar D
SCHEDULE OF RATES
FOR
TERM CONTRACTS
FOR
BUILDING WORKS
2016 EDITION
Volume 2
(Building Services Works)
ARCHITECTURAL SERVICES DEPARTMENT
HONG KONG
ARCHITECTURAL SERVICES DEPARTMENT
HONG KONG
42614 | September 2016
NOTES TO USERS
To tie in with the Government's policy to reduce printed versions of government publications with a
view to reducing paper consumption, hard copies of this Schedule of Rates will not be put up for sale.
Electronic version of this edition including any Corrigendum (or Corrigenda) that may be issued
subsequent to this edition, can be viewed on and free for download from the Architectural Services
Department Internet homepage via the pathway herebelow:
http://www.archsd.gov.hk/en/publications-publicity.aspx
DISCLAIMER
This Schedule of Rates is solely compiled as a basis for tendering of Term Contracts for which the
Architectural Services Department is responsible. The Schedule rates may not necessarily reflect the
market values of materials / products / works as included in this Schedule.
There are no representations, either expressed or implied, as to the suitability of this Schedule for purposes
other than that stated above, and the Architectural Services Department does not accept any liability and
responsibility for any special, indirect or consequential loss or damages whatsoever arising out of or in
connection with the use of this Schedule or reliance placed on it.
Users who choose to adopt this Schedule for other purposes are responsible for making their own
assessments and judgment of all information contained here, and they shall acknowledge and shall deem to
have acknowledged any risks and consequences resulted from such use.
VOLUME 1
CONTENTS
| Items | [25 empty] | Pages
| Section |  |  |  | 00 |  |  |  |  | General Regulations .................................................................................................................................... | [15 empty] | 00/1 - 00/19
| Section |  |  |  | 01 |  |  |  | Contract Facilities and Special Attendances................................................... | [9 empty] | 01001 - 01019 |  |  |  | ............... |  |  | 01/1 - 01/9
| Section |  |  |  | 02 |  |  | Demolition..................................................................................................... | [10 empty] | 02001 - 02034 |  |  |  | ............... |  |  | 02/1 - 02/7
| Section |  |  |  | 03 |  |  | Excavation..................................................................................................... | [10 empty] | 03001 - 03063 |  |  |  | ............... |  |  | 03/1 - 03/11
| Section |  |  |  | 04 |  |  | Concrete Work............................................................................................... | [10 empty] | 04001 - 04125 |  |  |  | ............... |  |  | 04/1 - 04/16
| Section |  |  |  | 05 |  |  | Brickwork and Blockwork............................................................................. | [10 empty] | 05001 - 05098 |  |  |  | ............... |  |  | 05/1 - 05/11
| Section |  |  |  | 06 |  |  | Masonry......................................................................................................... | [10 empty] | 06001 - 06035 |  |  |  | ............... |  |  | 06/1 - 06/8
| Section |  |  |  | 07 |  |  | Roofing and Waterproofing........................................................................... | [10 empty] | 07001 - 07112 |  |  |  | ............... |  |  | 07/1 - 07/19
| Section |  |  |  | 08 |  |  | Carpentry and Joinery.................................................................................... | [10 empty] | 08001 - 08248 |  |  |  | ............... |  |  | 08/1 - 08/35
| Section |  |  |  | 09 |  |  | Ironmongery.................................................................................................. | [10 empty] | 09001 - 09336 |  |  |  | ............... |  |  | 09/1 - 09/26
| Section |  |  |  | 10 |  |  | Steel and Metal Work.................................................................................... | [10 empty] | 10001 - 10482 |  |  |  | ............... |  |  | 10/1 - 10/62
| Section |  |  |  | 11 |  |  | Plastering and Finishes.................................................................................. | [10 empty] | 11001 - 11403 |  |  |  | ............... |  |  | 11/1 - 11/42
| Section |  |  |  | 12 |  |  | Roadwork and Cable Duct............................................................................. | [10 empty] | 12001 - 12066 |  |  |  | ............... |  |  | 12/1 - 12/14
| Section |  |  |  | 13 |  |  | Plumbing and Drainage................................................................................. | [10 empty] | 13001 - 13619 |  |  |  | ............... |  |  | 13/1 - 13/70
| Section |  |  |  | 14 |  |  | Glazing.......................................................................................................... | [10 empty] | 14001 - 14112 |  |  |  | ............... |  |  | 14/1 - 14/16
| Section |  |  |  | 15 |  |  | Painting......................................................................................................... | [10 empty] | 15001 - 15335 |  |  |  | ............... |  |  | 15/1 - 15/47
| Section |  |  |  | 16 |  |  | Repairs and Alterations to Specialty Works................................................... | [10 empty] | 16001 - 16038 |  |  |  | ............... |  |  | 16/1 - 16/12
| Section |  |  |  | 17 |  |  | Labour........................................................................................................... | [10 empty] | 17001 - 17034 |  |  |  | ............... |  |  | 17/1 - 17/7
| Section |  |  |  | 18 |  |  | Temporary Plant and Facilities ..................................................................... | [10 empty] | 18001 - 18050 |  |  |  | ............... |  |  | 18/1 - 18/10
| Section |  |  |  | 19 |  |  | Recreational / Sports Surfacing and Protective Padding................................. | [10 empty] | 19001 - 19061 |  |  |  | ............... |  |  | 19/1 - 19/12
| Section |  |  |  | 20 |  |  | Fixtures and Fittings...................................................................................... | [10 empty] | 20001 - 20365 |  |  |  | ............... |  |  | 20/1 - 20/41
| Section |  |  |  | 21 |  |  | Partitions and Cubicle System........................................................................ | [10 empty] | 21001 - 21079 |  |  |  | ............... |  |  | 21/1 - 21/11
| Section |  |  |  | 22 |  |  | Landscape Work............................................................................................ | [10 empty] | 22001 - 22314 |  |  |  | ............... |  |  | 22/1 - 22/34
| Section |  |  |  | 23 |  |  | Geotechnical Works....................................................................................... | [10 empty] | 23001 - 23086 |  |  |  | ............... |  |  | 23/1 - 23/22
| Section |  |  |  | 24 |  |  | Preservation and Protection of Preserved Trees............................................. | [10 empty] | 24001 - 24007 |  |  |  | ............... |  |  | 24/1 - 24/5
| Section |  |  |  | 25 |  |  | Control Treatment on Pests, Termites and Red Imported Fire Ants................ | [10 empty] | 25001 - 25020 |  |  |  | ............... |  |  | 25/1 - 25/7
1 of 3
VOLUME 1 (Cont'd)
CONTENTS
| Items | [21 empty] | Pages
| Section |  |  |  | 61 |  |  | Site Safety...................................................................................................... | [10 empty] | 61001 - 61010 |  |  |  | ............... |  |  | 61/1 - 61/7
| Section |  |  |  | 62 |  |  | Site Cleanliness and Tidiness......................................................................... | [10 empty] | 62001 - 62002 |  |  |  | ............... |  |  | 62/1 - 62/3
| Section |  |  |  | 63 |  | Trip Ticket System......................................................................................... | [11 empty] | 63001 - 63002 |  |  |  | ............... |  |  | 63/1 - 63/3
| Section |  |  |  | 64 |  | Monitoring Payment of Wages...................................................................... | [11 empty] | 64001 - 64003 |  |  |  | ............... |  |  | 64/1 - 64/5
| Section |  |  |  | 65 |  | Sub-contractor Management Plan ................................................................. | [11 empty] | 65001 - 65002 |  |  |  | ............... |  |  | 65/1 - 65/2
| Annex 'A' - Drawing Schedule and Drawings for Builder's Works ................................................................................................. | [24 empty] | A/1 - A/38
| Annex 'B' - Grouping of Plant Materials.......................................................................................................................................... | [24 empty] | B/1 - B/8
| Annex 'C' - Tables of Metal Weights, etc........................................................................................................................................ | [24 empty] | C/1 - C/34
VOLUME 2
CONTENTS
| Items | [21 empty] | Pages
| Section |  |  |  | 00 |  | General Regulations .................................................................................................................................... | [18 empty] | 00/1 - 00/19
| Section |  |  |  | 01 |  | Contract Facilities and Special Attendances................................................... | [11 empty] | 01001 - 01019 |  |  |  | ............... |  |  | 01/1 - 01/9
| Section |  |  |  | 27 |  | Electrical Installation - Lighting System and Fixtures.................................... | [11 empty] | 27001 - 27848 |  |  |  | ............... |  |  | 27/1 - 27/69
| Section |  |  |  | 28 |  | Electrical Installation - Small Power Distribution.......................................... | [11 empty] | 28001 - 28563 |  |  |  | ............... |  |  | 28/1 - 28/37
| Section |  |  |  | 29 |  | Electrical Installation - Main Distribution Systems........................................ | [11 empty] | 29001 - 29733 |  |  |  | ............... |  |  | 29/1 - 29/38
| Section |  |  |  | 30 |  | Electrical Installation - Miscellaneous............................................................ | [11 empty] | 30001 - 30812 |  |  |  | ............... |  |  | 30/1 - 30/60
| Section |  |  |  | 31 |  | Low Voltage Cubicle Switchboard................................................................. | [11 empty] | 31001 - 31111 |  |  |  | ............... |  |  | 31/1 - 31/10
| Section |  |  |  | 32 |  | Emergency Generator Installation.................................................................. | [11 empty] | 32001 - 32108 |  |  |  | ............... |  |  | 32/1 - 32/11
| Section |  |  |  | 33 |  | Burglar Alarm and Security........................................................................... | [11 empty] | 33001 - 33099 |  |  |  | ............... |  |  | 33/1 - 33/13
| Section |  |  |  | 34 |  | Public Address System ................................................................................. | [11 empty] | 34001 - 34037 |  |  |  | ............... |  |  | 34/1 - 34/6
| Section |  |  |  | 35 |  | Broadcast Reception...................................................................................... | [11 empty] | 35001 - 35022 |  |  |  | ............... |  |  | 35/1 - 35/5
2 of 3
VOLUME 2 (Cont'd)
CONTENTS
| Items | [21 empty] | Pages
| Section |  |  |  | 36 |  | Heating, Ventilation and Air-Conditioning - Pipework ................................. | [11 empty] | 36001 - 36596 |  |  |  | ............... |  |  | 36/1 - 36/45
| Section |  |  |  | 37 |  | Heating, Ventilation and Air-Conditioning - Ductwork ................................ | [11 empty] | 37001 - 37211 |  |  |  | ............... |  |  | 37/1 - 37/16
| Section |  |  |  | 38 |  | Heating, Ventilation and Air-Conditioning - Equipment................................ | [11 empty] | 38001 - 38797 |  |  |  | ............... |  |  | 38/1 - 38/65
| Section |  |  |  | 39 |  | Heating, Ventilation and Air-Conditioning - Electrical Power Supply,
| Control and Monitoring System..................................................................... | [17 empty] | 39001 - 39058 |  |  |  | ............... |  |  | 39/1 - 39/5
| Section |  |  |  | 40 |  | Fire Services.................................................................................................. | [11 empty] | 40001 - 40383 |  |  |  | ............... |  |  | 40/1 - 40/32
| Section |  |  |  | 41 |  | Liquefied Petroleum Gas............................................................................... | [11 empty] | 41001 - 41091 |  |  |  | ............... |  |  | 41/1 - 41/13
| Section |  |  |  | 42 |  | Town Gas...................................................................................................... | [11 empty] | 42001 - 42048 |  |  |  | ............... |  |  | 42/1 - 42/7
| Section |  |  |  | 43 |  | Medical Gases............................................................................................... | [11 empty] | 43001 - 43259 |  |  |  | ............... |  |  | 43/1 - 43/26
| Section |  |  |  | 44 |  | Catering Equipment....................................................................................... | [11 empty] | 44001 - 44095 |  |  |  | ............... |  |  | 44/1 - 44/14
| Section |  |  |  | 45 |  | Swimming Pool Water Treatment Installation............................................... | [11 empty] | 45001 - 45110 |  |  |  | ............... |  |  | 45/1 - 45/15
| Section |  |  |  | 46 |  | Crane and Hoist Installation........................................................................... | [11 empty] | 46001 - 46025 |  |  |  | ............... |  |  | 46/1 - 46/5
| Section |  |  |  | 47 |  | Fuel Supply System....................................................................................... | [11 empty] | 47001 - 47050 |  |  |  | ............... |  |  | 47/1 - 47/9
| Section |  |  |  | 48 |  | Chimney........................................................................................................ | [11 empty] | 48001 - 48075 |  |  |  | ............... |  |  | 48/1 - 48/8
| Section |  |  |  | 49 |  | Sewage Treatment Installation....................................................................... | [11 empty] | 49001 - 49025 |  |  |  | ............... |  |  | 49/1 - 49/8
| Annex 'A' - Drawings for Building Services Works ........................................................................................................................ | [24 empty] | A/1 - A/9
3 of 3
Section 00
GENERAL REGULATIONS
0 | 00 |  |  |  | GENERAL REGULATIONS | [13 empty] | 00
SECTION 00
GENERAL REGULATIONS
| Associated |  |  |  | GR.01 | [6 empty] | This Schedule of Rates (hereinafter referred to as “this Schedule” or "the Schedule") shall be
| documents |  |  |  | read and used in conjunction with : -
| (a) | [13 empty] | The General Conditions of Contract and Special Conditions of Contract adopted for
the Term Contract.
| (b) | [13 empty] | The Conditions of Tender, Form of Tender and Articles of Agreement of the Term Contract.
| (c) | [13 empty] | Drawings, Specification and Employer’s Requirements of the Term Contract.
| (d) | [13 empty] | The term “Specification” shall mean the General Specification, Codes of Practice and
other documents referred herein below, Particular Specifications and all other
specification requirements issued therein and referred to in the Term Contract.
| (e) | [13 empty] | The General Specifications and other documents for building works including but not
limited to the document as listed below including all current amendments issued thereto,
and any further document all as referred to in the Term Contract : -
| (i) | [15 empty] | General Specification for Building issued by Architectural Services Department.
| (ii) | [15 empty] | Appropriate Sections of General Specification for Civil Engineering Works
issued by Civil Engineering and Development Department.
| (iii) | [15 empty] | Design Manual : Barrier Free Access issued by Buildings Department.
| (iv) | [15 empty] | Code of Practice for Fire Safety in Buildings issued by Buildings Department.
| (v) | [15 empty] | The Fresh Water Plumbing Maintenance Guide, Handbook on Plumbing
Installation for Buildings, Hong Kong Waterworks Standard Requirements for
Plumbing Installations in Buildings, Maintenance of Internal Plumbing and
Circular Letters issued to Licensed Plumbers and Authorized Persons
by Water Supplies Department.
| (vi) | [15 empty] | Geotechnical Manual for Slopes, Geoguide 5 - Guide To Slope Maintenance
and other relevant Geoguides issued by Geotechnical Engineering Office,
Civil Engineering Department.
| (f) | [13 empty] | The General Specifications, Codes of Practice and other documents for building services
installations including but not limited to the document as listed below, which are issued by
Architectural Services Department or Electrical and Mechanical Services Department
including all current amendments issued thereto, and any further document all as referred to
in the Term Contract : -
| (i) | [15 empty] | General Specification for Electrical Installation in Government Buildings of the
Hong Kong Special Administrative Region issued by Architectural Services
Department.
| (ii) | [14 empty] | General Specification for Air Conditioning, Refrigeration, Ventilation and Central
Monitoring and Control System Installation in Government Buildings of the Hong
Kong Special Administrative Region issued by Architectural Services Department.
00/1
0 | 00 |  |  |  | GENERAL REGULATIONS | [10 empty] | 00
| Associated |  |  |  | GR.01 | [6 empty] | (f) |  |  | (iii) | General Specification for Mechanical Installation in Government Buildings of
| documents |  |  |  | (Cont'd) | [6 empty] | the Hong Kong Special Administrative Region issued by Architectural
| (Cont'd) |  |  |  | Services Department.
| (iv) | [14 empty] | General Specification for Fire Service Installation in Government Buildings of
the Hong Kong Special Administrative Region issued by Architectural
Services Department.
| (v) | [14 empty] | General Specification for Lift, Escalator and Passenger Conveyor Installation
in Government Buildings of the Hong Kong Special Administrative Region
issued by Architectural Services Department.
| (vi) | [14 empty] | General Specification for Liquefied Petroleum Gas Installation in Government
Buildings of the Hong Kong Special Administrative Region issued by
Architectural Services Department.
| (vii) | [14 empty] | General Specification for Catering Equipment Installation in Government
Buildings of the Hong Kong Special Administrative Region issued by
Architectural Services Department.
| (viii) | [14 empty] | General Specification for Swimming Pool Water Treatment Installation in
Government Buildings of the Hong Kong Special Administrative Region
issued by Architectural Services Department.
| (ix) | [14 empty] | General Requirements for Electronic Contract (ESG01) issued by Electrical
and Mechanical Services Department.
| (x) | [14 empty] | General Specification for Broadcast Reception Installation in Government
Buildings of the Hong Kong Special Administrative Region issued by
Architectural Services Department.
| (xi) | [14 empty] | General Specification for Public Address Systems (ESG11) issued by
Electrical and Mechanical Services Department.
| (xii) | [14 empty] | General Technical Specification for Monochrome and Colour Closed Circuit
Television Systems (ESG14) issued by Electrical and Mechanical Services
Department.
| (xiii) | [14 empty] | General Technical Specification for Uninterruptible Power Supply (UPS)
(ESG15) issued by Electrical and Mechanical Services Department.
| (xiv) | [14 empty] | General Specification for Plumbing and Drainage Installation in Government
Buildings of the Hong Kong Special Administrative Region issued by
Architectural Services Department.
| (xv) | [14 empty] | Code of Practice for the Electricity (Wiring) Regulations issued by Electrical
and Mechanical Services Department.
| (xvi) | [14 empty] | Code of Practice for Energy Efficiency of Building Services Installation issued
by Electrical and Mechanical Services Department.
| (xvii) | [14 empty] | Code of Practice on Working near Electricity Supply Lines issued by
Electrical and Mechanical Services Department.
00/2
0 | 00 |  |  |  | GENERAL REGULATIONS | [10 empty] | 00
| Associated |  |  |  | GR.01 | [6 empty] | (f) |  |  | (xviii) | Code of Practice on Avoiding Danger from Gas Pipes issued by Electrical
| documents |  |  |  | (Cont'd) | [6 empty] | and Mechanical Services Department.
(Cont'd)
| (xix) | [14 empty] | Code of Practice for Hong Kong LPG Industry issued by Electrical and
Mechanical Services Department.
| (xx) | [14 empty] | Code of Practice GU01, GU03 - 06, GU09, GU12, GU13, GU15 and
GU21 issued by Electrical and Mechanical Services Department.
| (xxi) | [14 empty] | Code of Practice for Minimum Fire Service Installations and Equipment and
Inspection, Testing and Maintenance of Installations and Equipment issued by
Fire Services Department.
| (xxii) | [14 empty] | Code of Practice for Lift Works and Escalator Works issued by Electrical
and Mechanical Services Department.
| (xxiii) | [14 empty] | Testing and Commissioning Procedure for Electrical Installation in
Government Buildings of the Hong Kong Special Administrative Region
issued by Architectural Services Department.
| (xxiv) | [14 empty] | Testing and Commissioning Procedure for Air-conditioning, Refrigeration,
Ventilation and Central Monitoring and Control System Installation in
Government Buildings of the Hong Kong Special Administrative Region
issued by Architectural Services Department.
| (xxv) | [14 empty] | Testing and Commissioning Procedure for Fire Services Installation in
Government Buildings of the Hong Kong Special Administrative Region
issued by Architectural Services Department.
| (xxvi) | [14 empty] | Testing and Commissioning Procedure for Lift, Escalator and Passenger
Conveyor Installation in Government Buildings of the Hong Kong Special
Administrative Region issued by Architectural Services Department.
| (xxvii) | [14 empty] | Testing and Commissioning Procedure for Liquefied Petroleum Gas
Installation in Government Buildings of the Hong Kong Special Administrative
Region issued by Architectural Services Department.
(xxviii) Testing and Commissioning Procedure for Catering Equipment Installation in
Government Buildings of the Hong Kong Special Administrative Region
issued by Architectural Services Department.
| (xxix) | [14 empty] | Testing and Commissioning Procedure for Swimming Pool Water Treatment
Installation in Government Buildings of the Hong Kong Special Administrative
Region issued by Architectural Services Department.
| (xxx) | [14 empty] | Testing and Commissioning Procedure for Broadcast Reception Installation in
Government Buildings of the Hong Kong Special Administrative Region
issued by Architectural Services Department.
| (xxxi) | [14 empty] | Testing and Commissioning Procedure for Burglar Alarm and Security
Installation in Government Buildings of the Hong Kong Special Administrative
Region issued by Architectural Services Department.
00/3
0 | 00 |  |  |  | GENERAL REGULATIONS | [10 empty] | 00
| Associated |  |  |  | GR.01 | [6 empty] | (f) |  |  | (xxxii) | Testing and Commissioning Procedure for Emergency Generator Installation
| documents |  |  |  | (Cont'd) | [6 empty] | in Government Buildings of the Hong Kong Special Administrative Region
| (Cont'd) |  |  |  | issued by Architectural Services Department.
(xxxiii) Testing and Commissioning Procedure for Steam Boiler and Calorifier
Installation in Government Buildings of the Hong Kong Special Administrative
Region issued by Architectural Services Department.
(xxxiv) Testing and Commissioning Procedure for Plumbing and Drainage Installation
in Government Buildings of the Hong Kong Special Administrative Region
issued by Architectural Services Department.
| (g) | [13 empty] | Particular Specification(s) and all other specification requirements issued and referred
to in the Term Contract.
| (h) | [13 empty] | Any Amendments and Corrigenda to the Schedule of Rates issued and referred to in
the Term Contract.
All items of works contained in this Schedule and in the Amendments and Corrigenda to the
Schedule of Rates issued and referred to in the Term Contract, shall be executed in accordance
with the conditions and stipulations as provided in the above mentioned documents, and in
compliance with all requirements on workmanship, materials, plant, measurements and any other
requirements as stipulated in the above documents.
Due allowance is deemed to have been made in the Contract Percentages for complying with the
requirements in the Specification and/or Employer's Requirements as adopted in the Term
Contract.
| Definitions |  |  |  | GR.02 | [6 empty] | Where any of the definitions given in these General Regulations are at variance with those given
| generally |  |  |  | in the Special Conditions preceding the Sections throughout this Schedule, the definitions given
in the Sections in this Schedule shall take priority.
| “approved” | [14 empty] | shall mean approved in writing by the Maintenance Surveyor but this
approval shall not relieve the Contractor from responsibilities imposed by the
Term Contract.
| “described” | [14 empty] | shall mean described in the Specification and all current amendments (if any)
issued thereto.
| “ditto” | [13 empty] | shall mean the whole of the work described in detail in the preceding item,
except as qualified in the description in which it occurs.
| “origin” | [13 empty] | shall mean the place or country where the material (which shall be natural
material only) is originally produced.
| “proprietary” | [14 empty] | shall mean a proprietary material or product, protected by a patent or
registered trade mark ® or a trade mark symbol ™ or similar recognizable
trade mark or copyright, that is manufactured and marketed by the owner
who has exclusive rights of use, or other material or product that the
Contractor could provide authentication documents on its make and origin as
required by the Maintenance Surveyor and to his satisfaction.
00/4
0 | 00 |  |  |  | GENERAL REGULATIONS | [10 empty] | 00
| Definitions |  |  |  | GR.02 | [6 empty] | “Schedule” |  |  |  | shall mean this Schedule of Rates.
| generally |  |  |  | (Cont'd)
| (Cont'd) |  |  |  | “specified” | [10 empty] | shall mean specified in the Specification and all current amendments (if any)
issued thereto.
| “submission” | [14 empty] | shall mean the submission of all documents like design, calculation, working
drawings, shop drawings, records, etc. as required in the Special Conditions
to each Section of the Schedule including obtaining the approval of the
Maintenance Surveyor on the submission.
"Term Contract" shall mean the Contract referring this Schedule as forming part of the
Contract.
| Abbreviations |  |  |  | “exc.” | [9 empty] | shall mean exceeding.
| “n.e.” | [13 empty] | shall mean not exceeding.
| “c/w” | [13 empty] | shall mean complete with.
| “xx - yy” | [14 empty] | shall mean a range of dimensions exceeding the first dimension as stated but
not exceeding the second, for example: "1.50 - 3.00" shall mean exceeding
1.50 and not exceeding 3.00.
| “bore” | [13 empty] | shall mean nominal internal diameter.
| “dia” | [13 empty] | shall mean nominal diameter.
| “mm” | [13 empty] | shall mean millimetre.
| “m” | [13 empty] | shall mean linear metre.
| “m²” | [13 empty] | shall mean square metre.
| “m³” | [13 empty] | shall mean cubic metre.
| “kg” | [13 empty] | shall mean kilogram.
| “AL” | [13 empty] | shall mean Accredited Laboratory which is an independent body accredited
by the Hong Kong Laboratory Accreditation Scheme (HOKLAS).
| "B.S." | [13 empty] | shall mean British Standard.
| "DIN" | [13 empty] | shall mean German Institute for Standardization.
| "DBH" | [13 empty] | shall mean diameter of trunk of tree or plant measured at a height of 1.3 m
above ground level.
| "EN" | [13 empty] | shall mean European Standard.
| "FRR" | [13 empty] | shall mean fire resistance rating.
| “G.S.” | [13 empty] | shall mean the General Specification and other documents referred to in
General Regulations Clause GR.01(e) and (f) where appropriate.
00/5
0 | 00 |  |  |  | GENERAL REGULATIONS | [10 empty] | 00
| Abbreviations |  |  |  | GR.02 | [6 empty] | "MDF" |  |  | shall mean medium density fibreboard.
| (Cont'd) |  |  |  | (Cont'd)
| "PWL" | [13 empty] | shall mean Public Works Laboratories.
| “RSE” | [13 empty] | shall mean Registered Structural Engineer.
| “TCP” | [13 empty] | shall mean Technically Competent Person.
| Methods of |  |  |  | GR.03 | [6 empty] | All works including “Supply only of materials” measured and paid for under this Schedule shall
| measurement |  |  |  | be measured in accordance with the conditions and rules detailed herein irrespective of any
local or trade customs.
All works shall be measured net as completed or fixed in its place. Due consideration has been
made in the Schedule rates for works executed in small quantities, narrow widths, short
lengths, isolated patches, repairs, any height or locations above or below ground, difficult
positions or confined spaces or any other exceptional circumstances; and no additional
payment for such circumstances shall be made except where specifically provided for in this
Schedule.
All works of “Supply only of materials” shall be the net quantities specified in a Works Order.
No allowance or payment shall be made to the Contractor for small quantities, short lengths,
breakage or damage, delivery to store or any designated location as directed by the
Maintenance Surveyor or any other circumstance except where specifically provided for in this
Schedule.
Any disadvantage which may be entailed by items being performed under exceptional
circumstances must be regarded as being offset by other items which may be proven
exceptionally advantageous.
| Overtime |  |  |  | GR.04 | [6 empty] | All works shall be deemed to be executed during any working hour in a 24 hour-day (from
00:00 hour to 24:00 hour) including Sundays and General Holidays. No additional payment
shall be made for any overtime including : -
| (a) | [13 empty] | Overtime which is ordered by the Maintenance Surveyor in accordance with the
Conditions of Contract to expedite slow progress of the work caused by default,
negligence or omission by the Contractor.
| (b) | [12 empty] | Watchmen or security guard at any time.
| Deductions for |  |  |  | GR.05 | [5 empty] | Where a minimum area is defined for the deduction of voids, such minimum shall refer only to
| voids |  |  |  | openings or wants detached from the boundaries of the space measured. Openings and wants
caused by projections from the boundary of the space measured shall always be the subject of
deduction, irrespective of size.
| Curved or |  |  |  | GR.06 | [5 empty] | Except where specified items are included in this Schedule for curved or circular work, all
| circular works |  |  |  | work shall be measured and priced as if straight and flat. Where specific items for curved work
or circular work are included, the maximum radius stated in such description shall be the limit
for which curved or circular work shall be paid for and any work curved to a radius greater
than this limit shall be measured and priced as if straight and flat.
00/6
0 | 00 |  |  |  | GENERAL REGULATIONS | [10 empty] | 00
| Works executed |  |  |  | GR.07 | [5 empty] | Where appropriate throughout this Schedule and where specified in the Term Contract, the
| by Specialist |  |  |  | following categories of works shall be executed by : -
Sub-contractors,
| sub-contractors, |  |  |  | (a) | [8 empty] | Specialist Sub-contractors included in the list of Approved Suppliers of Materials and
| etc. |  |  |  | Specialist Contractors for Public Works maintained by Development Bureau namely : -
| (i) | [14 empty] | Air-conditioning Installation
| (ii) | [14 empty] | Audio Electronics Installation
| (iii) | [14 empty] | Broadcast Reception Installation
| (iv) | [14 empty] | Burglar Alarm and Security Installation
| (v) | [14 empty] | Catering Equipment Installation
| (vi) | [14 empty] | Design, Manufacture and Installation of Glass (or Fibre) Reinforced Plastic
Units
| (vii) | [14 empty] | Diesel Generator Installation
| (viii) | [14 empty] | Electrical Installation
| (ix) | [14 empty] | Electrical and Mechanical Installation for Sewage Treatment and Screening
Plant
| (x) | [14 empty] | Electronic Timing and Display Installation
| (xi) | [14 empty] | Fabrication of Steel Pipe Specials
| (xii) | [14 empty] | Fabrication of Unfired Pressure Vessels
| (xiii) | [14 empty] | Fire Service Installation
| (xiv) | [14 empty] | Fountain Installation
| (xv) | [14 empty] | Landscaping
| (xvi) | [14 empty] | Landslip Preventive/Remedial Works to Slopes/Retaining Walls
| (xvii) | [14 empty] | Lift, Escalator and Passenger Conveyor Installation
| (xviii) | [14 empty] | Liquefied Petroleum Gas Installation
| (xix) | [14 empty] | Low Voltage Cubicle Switchboard Installation
| (xx) | [14 empty] | Mechanical Handling and Lifting Installation
| (xxi) | [14 empty] | Mechanical Plant and Equipment Installation
| (xxii) | [14 empty] | Plumbing Installation
| (xxiii) | [14 empty] | Radio Electronics Installation
00/7
0 | 00 |  |  |  | GENERAL REGULATIONS | [10 empty] | 00
| Works executed |  |  |  | GR.07 | [5 empty] | (a) |  |  | (xxiv) |  | Repair and Restoration of Historic Buildings
| by Specialist |  |  |  | (Cont'd)
| Sub-contractors, |  |  |  | (xxv) | [10 empty] | Repair of Motors, Transformers and Switchgear
sub-contractors,
| etc. |  |  |  | (xxvi) | [10 empty] | Road Marking
(Cont'd)
| (xxvii) | [14 empty] | Soil and Rock Testing
(xxviii) Space Frame Systems
| (xxix) | [14 empty] | Steam and Compressed Air Installation
| (xxx) | [14 empty] | Structural Steelwork
| (xxxi) | [14 empty] | Supply and Installation of Pumpsets and Associated Pipework
| (xxxii) | [14 empty] | Supply and Installation of Water Treatment Plant
(xxxiii) Supply of Bituminous Pavement Materials and Construction of Special
Bituminous Surfacing
(xxxiv) Swimming Pool Water Treatment Installation
| (xxxv) | [14 empty] | Turn-key Interior Design and Fitting-out Works
(xxxvi) Uninterruptible Power Supply Installation
(xxxvii) Video Electronics Installation
| (b) | [12 empty] | Maintenance Surveyor's approved sub-contractors or applicators namely : -
| (i) | [14 empty] | Medical Gas
| (ii) | [14 empty] | Town Gas
| (iii) | [14 empty] | Curtain Walling
| (iv) | [14 empty] | Fuel Supply
| (v) | [14 empty] | Chimney
The above categories of specialist works are not exhaustive. Other categories of works, if
specified in the Term Contract, shall also be executed by Specialist Sub-contractors or other
approved sub-contractors or applicators.
Due allowance is deemed to have been made in the Contract Percentages for complying with
these requirements.
00/8
0 | 00 |  |  |  | GENERAL REGULATIONS | [10 empty] | 00
| Latest standards |  |  |  | GR.08 | [5 empty] | Where materials, workmanship and works are specified in this Schedule to be in conformity
| and specification |  |  |  | with certain British Standards or other International Standards, or to be in accordance with
certain G.S. Items, Code of Practice and the like, they shall deem to be referred to the latest
relevant and equivalent standards and amendments as specified in the Specification; or where
no specific dates are stated, they shall deem to be referred to the latest relevant and equivalent
standards and specification current and published on or after the date 10 days prior to the
tender closing date for the Term Contract unless otherwise specified. If conflict occurs
between various standards, then the more onerous is to apply.
Due allowance is deemed to have been made in the Contract Percentages for complying with
these requirements.
| Imperial equivalents |  |  |  |  | GR.09 |  |  |  |  | Whenever practicable, the Contractor shall supply materials in metric sizes and execute the
| where required or |  |  |  | works strictly in accordance with the metric dimensions specified. Imperial equivalents may be
| necessary |  |  |  | accepted only when circumstances prohibit compliance with this sub-clause (for example,
statutory obligations) or where the Maintenance Surveyor considers it impracticable,
undesirable or impossible to use metric sizes or dimensions or when suitable materials are not
available in metric sizes.
The provision of this sub-clause shall not apply to materials which are specified in this Schedule
by their actual manufactured sizes or their metric equivalents (for example, roof tiles, plywood,
building boards, p.v.c. pipes, mosaic tiles) or classified in accordance with the relevant British
Standards (for example, copper pipes) or other International Standards.
| Schedule rates |  |  |  | GR.10 | [5 empty] | The rates throughout this Schedule shall include for : -
| (a) | [12 empty] | All materials supplied, and all works and services executed complying strictly with the
Specification as detailed in General Regulations Clause GR.01 and the provision or
execution of all samples of materials or finished works in patterns where required.
| (b) | [12 empty] | Provision of all materials and cutting and wastage on the same, except where
otherwise stated, including collection, loading, conveyance, delivery, unloading,
stacking, storage of the same, multi-handling between positions as directed on Site
and provision of storage accommodation, handling, hoisting, lowering, distributing, etc.
to specified location.
| (c) | [12 empty] | Provision of all labour including contributions to Mandatory Provident Fund, paid
leave, travelling expenses, lodging allowance or living accommodation and any other
allowances as required.
| (d) | [12 empty] | Provision of all tools, plant, temporary water, power and lighting, watching and work
sheds.
| (e) | [12 empty] | All expenses for delivery, distribution or transportation of articles, materials, labour,
personnel, tools, plant, work sheds etc. by all means including land, sea or air except
otherwise specifically provided for in the Special Conditions of each Section in this
Schedule or when specifically required and ordered by the Maintenance Surveyor.
| (f) | [12 empty] | Executing work in any position, location and height unless otherwise stated.
00/9
0 | 00 |  |  |  | GENERAL REGULATIONS | [10 empty] | 00
| Schedule rates |  |  |  | GR.10 | [5 empty] | (g) |  |  | Providing record of photograph, location plan and schedule of existing trees, if any,
| (Cont'd) |  |  |  | (Cont'd) | [5 empty] | within and in close vicinity (within 2.00 m) of the site boundary and works areas
including protective and preservative works/measures such as tree surgery works,
temporary fencing, etc. and the like, allowance for method of operation and vehicular
access for tree preservation throughout the period of the Works and removing all
temporary protective and preservative works/measures on completion and making
good all works disturbed.
| (h) | [12 empty] | Setting up monitor points for controlling noise, vibration, settlement and lateral
movement imposed on adjoining properties including provision of equipment, technical
and supervisory personnel carrying out daily monitoring and submission of records as
directed by the Maintenance Surveyor.
| (i) | [12 empty] | Providing and maintaining temporary access and road as G.S. Item 1.25 and making
good to match existing.
| (j) | [12 empty] | Providing and maintaining temporary drainage system as G.S. Item 1.26 and making
good to match existing.
| (k) | [12 empty] | Provision of drawings including shop drawings and/or as built drawings, and operation
and maintenance manuals, and carrying out tests on samples or finished works
including the submission of test reports and test certificates to the satisfaction of the
Maintenance Surveyor; unless specifically provided otherwise in the Schedule.
| (l) | [12 empty] | Allowance for the works to be executed by Specialist Sub-contractors, Maintenance
Surveyor's approved sub-contractors and applicators where required in the
Specification, or as stated in the Special Conditions of each Section of the Schedule.
| (m) | [12 empty] | Carrying out tests by the Public Works Laboratories (PWL) or by an independent
body accredited by the Hong Kong Laboratory Accreditation Scheme (HOKLAS)
(hereinafter referred to as the "Accredited Laboratory") (AL) including provision and
submission of sampling and analysis methodology to the Maintenance Surveyor for
approval prior to conducting any tests. The testing laboratories to be engaged by the
Contractor shall be approved by the Maintenance Surveyor. The testing laboratories
shall submit test results directly from the laboratory to the Maintenance Surveyor in
sealed envelopes.
| (n) | [12 empty] | Conducting compliance tests on structural works by the PWL/AL. The testing
laboratories to be engaged by the Contractor shall be approved by the Maintenance
Surveyor. The testing laboratories shall submit test results directly from the laboratory
to the Maintenance Surveyor in sealed envelopes.
| (o) | [12 empty] | Certification including the employment of independent certification bodies wherever
required or necessary.
| (p) | [12 empty] | Provision, erection, maintenance, alteration, dismantling and clearing away of the following
temporary works and protective measures that are required for the execution and
completion of the Works unless specifically provided otherwise in the Schedule : -
| (i) | [14 empty] | All bamboo, metal or proprietary scaffolding, staging, ladders, trestles, cradles,
gondolas, platforms and similar items complete with all netting, coverings, screens,
dust sheets, barricades, catch-fans, protective canopies, etc.;
00/10
0 | 00 |  |  |  | GENERAL REGULATIONS | [10 empty] | 00
| Schedule rates |  |  |  | GR.10 | [5 empty] | (p) |  |  | (ii) |  | All types of hoardings and walkways complete with gateways, adequate
| (Cont'd) |  |  |  | (Cont'd) | [5 empty] | lighting, associated power supply and electrical work as required by the
Maintenance Surveyor including the types of hoardings and walkways
(including internal metal/aluminium hoardings) referred to in Section 10 - Steel
and Metal Work of this Schedule and other proprietary hoardings and
walkways systems, and the submission of detailed drawings together with
supporting calculations certified by TCP or RSE for approval and provision
of operation manuals of other proprietary hoardings and walkways systems
not referred to in Section 10 - Steel and Metal Work; and
| (iii) | [14 empty] | Similar temporary measures including but not limited to protective shield
coverings, fences, barriers and the like and/or other protective measures
specifically covered by the Special Conditions of each Section in this
Schedule, and the erection, alteration and dismantling of such temporary
measures on a daily basis where required by the Maintenance Surveyor for
all necessary protection to new works and the public from harm, dust or
nuisance.
The drawings referred to in Section 10 - Steel and Metal Work of this Schedule and
in sub-clause (ii) above are not exhaustive and would be subject to change. The
Contractor is deemed to allow for complying with the latest requirements.
| (q) | [12 empty] | Clearing away debris, surplus materials or other materials arising from the works and
leaving the works and areas affected by the works clean and tidy on completion to the
satisfaction of the Maintenance Surveyor.
| (r) | [12 empty] | Provision of mechanical dump truck covers in accordance with Particular
Specification for Mechanical Dump Truck Covers.
| (s) | [12 empty] | All superintendence, establishment charges, overhead, expenses and profit.
| (t) | [12 empty] | Any cost and/or expenses incurred for carrying out the works at all times including
working outside normal working hours as provided in General Regulations Clause
GR.04.
| (u) | [12 empty] | Any costs and/or expenses in supplying materials or products to match existing works,
finishes or systems when instructed by the Maintenance Surveyor, except when such
materials or products are not specifically mentioned in this Schedule.
| (v) | [12 empty] | Any other expenses incurred in conforming with the Term Contract.
| (w) | [12 empty] | Reinstatement and making good surfaces disturbed.
| (x) | [12 empty] | Imperial equivalents wherever required or necessary.
Where the Contractor considers any of the rate contained in the Schedule is insufficient or
inadequate, the Contractor is deemed to have made all necessary allowances in the Contract
Percentages adjustment and/or in any other priced items in the Term Contract for executing the
works as contained in the Schedule and in compliance with all requirements as stipulated in the
Term Contract.
00/11
0 | 00 |  |  |  | GENERAL REGULATIONS | [10 empty] | 00
| Schedule rates and |  |  |  | GR.11 | [5 empty] | The Schedule rates in this Schedule are derived from the basic rates of provisions of labour,
| application of |  |  |  | materials, plant and all other provisions as stated in this Schedule including adjustments made
| Contract |  |  |  | to the basic rates giving due consideration of factors including market trends, trade practices
| Percentages |  |  |  | and the management efficiency and bidding strategies of contractors as reflected in the past
term contracts procurement.
The Schedule rates also take into account conditions under which term contracts works are
executed, which may include but not be limited to works executed in small quantities or large
quantities, narrow widths, short lengths, isolated patches, repairs, any height or locations above
or below ground, difficult positions or confined spaces or any other exceptional circumstances
of the works.
The Schedule rates shall apply to the valuation of works instructed by the Maintenance
Surveyor, and in all cases, the Schedule rates to be paid for the works shall be determined and
applied before applying any relevant Contract Percentages.
The Contract Percentages including any percentage addition as priced and included in the
Contract shall include the Contractor's profits and overheads, attendance, all costs and
expenses incurred in connection with the Works and are necessary in fulfilling the requirements
of the Term Contract where they are not separately itemized or stated in this Schedule,
including the works or services assessed under proportional rate items, star rate items and
re-applicable rate items.
| Rates for items |  |  |  | GR.12 | [5 empty] | Rates for items not specifically mentioned in this Schedule shall be valued as follows : -
not specifically
| mentioned in |  |  |  | (a) | [8 empty] | Proportional rate |  |  |  | When an article, a material, workmanship or service is of similar
| this Schedule |  |  |  | form, character or quality to that detailed in the Schedule or
executed under similar conditions and circumstances as
described therein, then at a rate equal to a Schedule rate but
with a fair adjustment for the difference in form, character and
quality or in conditions and circumstances, and such rate to be
agreed upon between the Maintenance Surveyor and the
Contractor.
Such proportional rate shall be subject to relevant Contract
Percentages adjustment.
| (b) | [12 empty] | Star rate |  | When an article, a material, workmanship or service is not of similar
form, character or quality to that detailed in the Schedule or not
executed under similar conditions and circumstances as described
therein, or when work or material of any kind which is not detailed in
the Schedule, then at a reasonable rate to be agreed upon between
the Maintenance Surveyor and the Contractor.
Such star rate shall not be subject to relevant Contract
Percentages adjustment unless otherwise specifically stated.
| (c) | [12 empty] | Re-applicable rate |  |  |  | A rate fixed in accordance with the Term Contract requirements
and to be re-applicable in any other Works Orders as approved
by the Maintenance Surveyor for the whole duration of the Term
Contract and not subject to adjustment of fluctuation and
Contract Percentages adjustment.
00/12
0 | 00 |  |  |  | GENERAL REGULATIONS | [10 empty] | 00
| Materials supplied |  |  |  | GR.13 | [5 empty] | When materials are supplied to the Contractor by Government or other designated suppliers,
| by Government or |  |  |  | no allowance shall be made to the Contractor other than the payment for “Fix only” (“Lay only”
| other designated |  |  |  | or “Set only”, etc.) as detailed under the appropriate items of this Schedule.
suppliers
| “Supply only” |  |  |  | GR.14 | [5 empty] | The term “Supply only” used throughout this Schedule shall mean the provision complete by
the Contractor of an article, a fitting or a material. The rates for such items shall include for,
where applicable, obtaining and taking delivery of the articles, fittings or materials, transporting
by land, sea, or air to sites or Government stores or other designated locations as directed by
the Maintenance Surveyor, and all necessary off-loading and moving into sites, Government
stores or other designated locations.
The rates listed in the “SUPPLY ONLY OF MATERIALS” in each Section of this Schedule
shall include all the foregoing charges and allowance for replacement of materials damaged
during delivery to sites, off-loading and moving into sites, Government stores or other
designated locations as directed by the Maintenance Surveyor.
| “Take down |  |  |  | GR.15 | [5 empty] | The term “Take down (“Take up” or “Take out”, etc.) and clear away” used throughout this
| (“Take up” or |  |  |  | Schedule shall mean execution complete by the Contractor of the work of taking down, taking
| “Take out”, etc.) |  |  |  | up or taking out of an existing article, fitting or material either in whole or in part and removing
| and clear away” |  |  |  | from Site and disposing of the same. The rates for such items shall include for all or any of the
following : -
| (a) | [12 empty] | Works executed by skilled labourers of the required trades, unless specifically
provided otherwise in the Schedule.
| (b) | [12 empty] | Payment of all fees and charges.
| (c) | [12 empty] | Taking down, taking up or taking out of the articles, fittings or materials either in whole
or in part together with any associated plugs, holdfasts, lugs, brackets and other
fixings and all necessary cutting out and disposal.
| (d) | [12 empty] | Making good any works disturbed and any damage to surrounding surfaces and filling
up all mortices, holes, etc. or alternatively leaving the same open and clean to receive
readily new articles, fittings or materials.
| (e) | [12 empty] | Reinstatement and making good surfaces disturbed.
| (f) | [12 empty] | Preparing edges, ends or surfaces of remaining materials to receive junctions with
new.
| (g) | [12 empty] | Taking up or removing covers, access doors, etc. and the like for the execution of the
works and re-fixing the same on completion.
The articles, fittings, or materials taken down shall become property of the Contractor. Unless
otherwise specified, due allowance for credits has been considered in the Schedule rates
where applicable.
00/13
0 | 00 |  |  |  | GENERAL REGULATIONS | [10 empty] | 00
| “Take down (“Take |  |  |  |  | GR.16 |  |  |  |  | The term “Take down (“Take up” or “Take out”, etc.) and set aside for re-use” used
| up” or “Take out”, |  |  |  | throughout this Schedule shall mean execution complete by the Contractor of the work of
| etc.) and set aside |  |  |  | taking down, taking up or taking out of an existing article, fitting or material either in whole or in
| for re-use” |  |  |  | part and setting the same aside on site or transporting to Government stores or other
Government sites for subsequent re-use. The rates for such items shall include for all or any of
the following : -
| (a) | [12 empty] | Works executed by skilled labourers of the required trades, unless specifically
provided otherwise in the Schedule.
| (b) | [12 empty] | Payment of all fees and charges.
| (c) | [12 empty] | Carefully taking down, taking up or taking out of the articles, fittings or materials
together with associated plugs, holdfasts, lugs, brackets and other fixings and all
necessary cutting out and disposal.
| (d) | [12 empty] | Thoroughly cleaning, oiling and adjusting the articles, fittings or materials ready for
re-use, dismantling, re-assembling again as necessary, moving and stacking or putting
into stores on sites or alternatively loading, transporting, unloading and moving to
Government stores or other Government sites.
| (e) | [12 empty] | Making good any works disturbed and any damage to surrounding surfaces and filling
up all mortices, holes, etc. or alternatively leaving the same open and clean to receive
readily re-used or new articles, fittings or materials.
| (f) | [12 empty] | Reinstatement and making good surfaces disturbed.
| (g) | [12 empty] | Preparing edges, ends or surfaces of remaining materials to receive junctions with re-used
or new.
| (h) | [12 empty] | Repairing or replacing at Contractor's own cost any damage caused to the articles,
fittings or materials during taking down, taking up, taking out, etc. and transit.
| (i) | [12 empty] | Taking up or removing covers, access doors, etc. and the like for the execution of the
works and re-fixing the same on completion.
| “Fix only” |  |  |  | GR.17 | [5 empty] | The term “Fix only” (“Lay only” or “Set only”, etc.) used throughout this Schedule shall mean
| (“Lay only” |  |  |  | execution complete by the Contractor of the work of fixing, laying, setting, jointing, re-fixing,
| or “Set only”, |  |  |  | re-laying, re-setting and re-jointing an article, a fitting or a material made available free of
| etc.) |  |  |  | charge to the Contractor by Government or it has been previously taken down. The prior
taking down of the existing articles, fittings or materials shall be measured separately and paid
for at the appropriate rates under applicable Sections of this Schedule. The rates for such items
shall include for any or all of the following : -
| (a) | [12 empty] | Works executed by skilled labourers of the required trades, unless specifically
provided otherwise in the Schedule.
| (b) | [12 empty] | Payment of all fees and charges.
| (c) | [12 empty] | Taking delivery of the articles, fittings or materials at Government stores or other
designated suppliers, loading, transporting to sites, unloading, checking and examining
the same and storing on sites and returning any crates and other packings to
Government stores, if required.
00/14
0 | 00 |  |  |  | GENERAL REGULATIONS | [10 empty] | 00
| “Fix only” |  |  |  | GR.17 | [5 empty] | (d) |  |  | Taking the articles, fittings or materials from stores on sites, sorting, cutting and fitting,
| (“Lay only” |  |  |  | (Cont'd) | [5 empty] | fabricating, assembling, moving, hoisting, distributing at locations, fixing, laying, setting,
| or “Set only”, |  |  |  | jointing, re-fixing, re-laying, re-setting and re-jointing in new or existing work, opening
| etc.) |  |  |  | or position.
(Cont'd)
| (e) | [12 empty] | Providing all fixing and jointing materials such as nails, bolts, nuts, washers, screws,
gaskets, mastic, adhesive, mortar and the like or other fixing and jointing materials
made available from taking down.
| (f) | [12 empty] | Executing all plugging and screwing, jointing, cutting all mortices and grouting the
same, and executing all cutting, fitting, easing or adapting necessary to the articles,
fittings or materials to the positions in which the same are to be fixed, and oiling and
leaving in good working order.
| (g) | [12 empty] | Making good any damage caused to the articles, fittings or materials and surrounding
surfaces and making good new or existing finishes up to the same.
| (h) | [12 empty] | Reinstatement and making good surfaces disturbed.
When the articles, fittings or materials despite having been taken down from another positions
and set aside for re-use or having been delivered by Government or other designated suppliers
or their agents are made available on site, no deduction shall be made from the rates of “Fix
only”(“Lay only” or “Set only”, etc.) for transporting the said articles, fittings or materials to
Site.
| Built up fittings or |  |  |  | GR.18 | [5 empty] | The rates for “Take down and clear away”, “Take down and set aside for re-use” and “Fix
| composite units |  |  |  | only” are not intended to cover built up fittings or composite units, i.e. fittings or units that are
fabricated and can be moved in their entirety or broken down into fabricated components.
These items are to be measured as the appropriate items in the respective Sections unless
otherwise provided in this Schedule.
| Nominated |  |  |  | GR.19 | [5 empty] | When works are carried out by Nominated Sub-contractors and facilities for the execution of
| Sub-contractors' |  |  |  | such works are afforded to the Nominated Sub-contractors by the Contractor and accounts
| accounts |  |  |  | for such works are paid by the Contractor in accordance with the Conditions of Contract, the
percentage addition allowed to the Contractor on the net cost of such works shall be as that
contained in the Form of Tender for “Profit and Attendance on Nominated Sub-contractors'
Works”.
| “Making good” |  |  |  | GR.20 | [5 empty] | The term “Making good” shall be understood as including all labour and materials necessary to
bring the disturbed area to the same appearance, colour, texture, etc., in the same materials as
the surrounding work and shall include for painting, colouring and/or varnishing any new work
to match the surrounding existing work to the entire satisfaction of the Maintenance Surveyor.
| Daywork |  |  |  | GR.21 | [5 empty] | When daywork is ordered by the Maintenance Surveyor, measurement of daywork shall be
made according to the Special Conditions set out in Section 17 - Labour and Section 18 -
Temporary Plant and Facilities of this Schedule.
00/15
0 | 00 |  |  |  | GENERAL REGULATIONS | [10 empty] | 00
| “Utility Connection |  |  |  | GR.22 | [5 empty] | The term “Utility Connection And Pavement Works” shall mean the works of drainage
| And Pavement |  |  |  | connection, water supply connection, construction of run-in and reinstatement of footways
| Works” |  |  |  | which shall be executed complete by contractors selected and employed by the Contractor
from the “List of Approved Contractor for Public Works in Group A, B or C for Road &
Drainage Works” for the drainage connection and construction of run-in and reinstatement of
footways and from the “List of Approved Contractors for Public Works in Group A, B or C
for Waterworks” for the water supply connection work.
When Utility Connection and Pavement Works are required to be executed under the Term
Contract and are ordered specifically by the Maintenance Surveyor for such purpose, the
Contractor shall be reimbursed a lump sum fee payment as included in Item 03063 in Section
03 – Excavation of this Schedule for compliance with the requirements stated herein and as
provided in the Term Contract for the Utility Connection and Pavement Works. This lump sum
fee payment is an allowance made for all costs and expenses other than the valued works
executed in connection with the Utility Connection and Pavement Works under the relevant
Sections in this Schedule, and shall include for the following : -
| (a) | [12 empty] | Complying with the requirements and procedures in connection with the Utility
Connection And Pavement Works specified in the Particular Specification referred to
in the Term Contract and submitting assessments and reports as required.
| (b) | [12 empty] | Liaising with the relevant authorities and utility companies, preparing and submitting
relevant drawings, programmes and documents and completing all the forms in
connection with the Utility Connection And Pavement Works.
| (c) | [12 empty] | Submitting all the detailed particulars in connection with the granting of an Excavation
Permit [Note : Excavation Permit means any excavation permit issued by the Government
in respect of the Utility Connection And Pavement Works under Section 8 of the Land
(Miscellaneous Provision) Ordinance] as required by the Maintenance Surveyor.
| (d) | [12 empty] | Obtaining approvals and permits from relevant utility companies or Government
departments.
| (e) | [12 empty] | Complying with the conditions of any Excavation Permit applicable to the Utility
Connection And Pavement Works.
| (f) | [12 empty] | Providing and maintaining temporary road or access where required for pedestrian and
vehicular traffic diversions and subsequent clearing away after completion of the Works.
| (g) | [12 empty] | Providing and maintaining traffic control as G.S. Item 1.18.
| (h) | [12 empty] | Locating and protecting existing services as G.S. Item 1.22.
| (i) | [12 empty] | Carrying out all necessary site inspections (including handing over inspections) jointly
with the relevant authorities and utility companies.
| (j) | [12 empty] | Provision of identification tapes along the water connection mains.
| (k) | [12 empty] | Cleaning and sterilization of fresh water mains for making connections.
| (l) | [12 empty] | Provision of as built drawings and test reports as specified.
| (m) | [12 empty] | Protection of curbs, masking and unmasking of drainage channels, manhole covers,
gully gratings, expansion joints, road studs and road marking.
00/16
0 | 00 |  |  |  | GENERAL REGULATIONS | [10 empty] | 00
| “Utility Connection |  |  |  | GR.22 | [5 empty] | (n) |  |  | Provision, maintenance and removal of all measures to maintain traffic flow including
| And Pavement |  |  |  | (Cont'd) | [5 empty] | labour and temporary traffic diversion lighting and signs and paying all charges
| Works” |  |  |  | incurred.
(Cont'd)
| (o) | [12 empty] | Provision, maintenance and removal of temporary road, walkway, covers to trenches
and the like.
| (p) | [12 empty] | Making good all surfaces, features, etc. and the like disturbed by all temporary road,
access, traffic control, pedestrian footway, etc. and the like to match existing and
including all requirements as stipulated in the Term Contract for carrying out the Utility
Connection and Pavement Works.
This lump sum fee payment shall only be paid once for each location specified in the Works
Order. Works executed in connection with the Utility Connection and Pavement Works shall
be measured separately in accordance with the General Regulations and the Special
Conditions of the relevant Sections in this Schedule.
| Submission of |  |  |  | GR.23 | [5 empty] | All quantities shall be measured and rounded to the nearest two decimals of a unit.
measurement
and accounts
| Materials/ |  |  |  | GR.24 | [5 empty] | All materials / products shall generally be based on the corresponding properties and/or
| Products |  |  |  | performance standards as stipulated in the Specification (as defined in General Regulations
Clause GR.01(d) herein) and/or as set out in this Schedule.
Where materials, products or works in this Schedule are stipulated as "proprietary",
"approved", of "specific quality" or by their origins of which properties and/or performance
standards are specified without their brand names, authentication documents on such materials,
products or works including certificates of origins, technical literature and catalogues, test
certificates and/or compliance test reports, manufacturers' guarantees or warranties, samples
and mock-ups of these materials, products or works together with other documents required
by the Maintenance Surveyor should be submitted or provided for the Maintenance Surveyor's
written approval before purchase, delivery and execution. If any of these materials, products or
works delivered or executed without the Maintenance Surveyor's prior written approval, or
are not carried out to the Maintenance Surveyor's satisfaction, they should be removed or
reinstated by the Contractor at his own expenses. The Maintenance Surveyor may also adjust
this payment to the Contractor in accordance with General Regulations Clause GR.26.
For all materials, products and works within the definition of "proprietary" in General
Regulations Clause GR.02, the Contractor, if required by the Maintenance Surveyor, shall
provide a certificate of patent or registered trade mark or copy right; or provide authentication
documents like the make or origin of the materials or products, test reports, test certificates,
operation and maintenance manuals, warranties and manufacturer's guarantees and any other
document that could provide the authentication to the same effect; and provide local project
reference to demonstrate that the materials, products and works have proven track record of
similar application, all to the satisfaction of the Maintenance Surveyor. The Contractor shall
further be required to have specific proprietary materials / products / works executed by
approved sub-contractors / applicators and submit technical literature, method statements, etc.
where required by the Maintenance Surveyor or as stated in the Term Contract.
Due allowance is deemed to have been made in the Contract Percentages for complying with
all of the above requirements.
00/17
0 | 00 |  |  |  | GENERAL REGULATIONS | [10 empty] | 00
| Materials/Products |  |  |  | GR.25 | [5 empty] | Certain materials / products in this Schedule are stipulated as of “specific quality”. These shall
| specified as |  |  |  | generally be materials / products of significance, such as those that are safety critical,
| “specific quality” |  |  |  | prestigious in nature, or such are required to create a specific visual impact to the completed
works, or are critical to the completed works from their functionality, operation and
maintenance perspectives that the quality of such materials / products exceeds the requirement
generally stated in the General Specification and in the Term Contract.
The Contractor shall provide authentication of documentary evidence and proof including those
specified in this Clause and General Regulations Clause GR.24 herein to identify and justify the
properties and/or performance standards of "specific quality" of the subject materials /
products are generally of higher quality than that specified in the General Specification and the
requirements as stated in the Specification of the Term Contract, for the Maintenance
Surveyor's approval. Such proof may include carrying out appropriate quality tests to verify
the quality of the subject materials / products is of quality higher than that specified in the
General Specification, or obtaining certification from an independent testing authority / expert
(to be approved by the Maintenance Surveyor) confirming of such specific quality.
Due allowance is deemed to have been made in the Contract Percentages for complying with
all of the above requirements.
| Payment for |  |  |  | GR.26 | [5 empty] | Throughout this Schedule and including items valued under General Regulations Clause GR.12,
| materials/products |  |  |  | the payment of materials / products shall generally be assessed according to the corresponding
properties or performance standards as set out in this Schedule (with reference to the
Specification) regardless of whether the materials / products are specified with brand names or
referred as "proprietary", "approved", of "specific quality" or by their origins, or not.
The onus of proof is vested with the Contractor to identify the origins, properties and/or
performance standards of materials / products used in the works corresponding to those set
out in this Schedule (with reference to the Specification) and / or approved or accepted by the
Maintenance Surveyor, and to provide the necessary documentary evidence and
authentications including but not limited to certificates of origins, certificates of patent,
registered trade marks or copy rights, local job references to demonstrate that the materials,
products and works have poven track records of similar applications, technical literature and
catalogues, test certificates and / or compliance test reports, manufacturers' guarantees or
warranties, sub-contractors' / applicators' warranties and the like of the materials / products
specified or approved all to the satisfaction of the Maintenance Surveyor, and for use by the
Maintenance Surveyor for payment of the corresponding materials / products as set out in this
Schedule.
In the absence of any documentary evidence and authentications that are required to
demonstrate the conformity or compliance of the materials / products / works with the
respective "proprietary", "approved", of "specific quality", origins or brand names, the
assessment of such materials / products / works may be based on the basic costs of the
materials / products / works that are available in the Schedule as ascertained by the
Maintenance Surveyor, or otherwise the Maintenance Surveyor shall withhold or deduct the
value of such materials / products / works that are not being carried out to his satisfaction from
the final value of the works.
00/18
0 | 00 |  |  |  | GENERAL REGULATIONS | [10 empty] | 00
| Adjustment |  |  |  | GR.27 | [5 empty] | Whenever the unit rate for an item exceeds $99,999.99, it has been divided by a factor
| to unit rates |  |  |  | (“adjustment factor”) to reduce the figure to fall within $99,999.99 (“adjusted rate”) for
| exceeding |  |  |  | inclusion in this Schedule. Such unit rate before adjustment is described in the item description
99999.99 | $99,999.99 |  |  |  | as the actual rate. When the adjusted rate is to be used for all purposes under the Term
Contract, such adjusted rate shall be multiplied by the adjustment factor to revert it back to the
actual rate before making any adjustment of the relevant Contract Percentages.
| Application of |  |  |  | GR.28 | [5 empty] | This Schedule comprises Volume 1 for Builder's Works and Volume 2 for Building Services
| Schedule rates |  |  |  | Works (B.S. Works). The compilation of unit rates in these two volumes of Schedule of Rates
are made with due consideration on the specific natures, purposes and requirements which
would vary for the execution of the builder's works and the building services works.
Where similar Schedule rates are found in different Sections, whether within the same volume
or different volume of the Schedule, such valuation shall in so far as reasonable be based on
Schedule rates of the same Section under which the works are executed.
00/19
Section 01
CONTRACT FACILITIES AND SPECIAL ATTENDANCES
1 | 01 |  |  |  | CONTRACT FACILITIES AND SPECIAL ATTENDANCES | [13 empty] | 01
SECTION 01
CONTRACT FACILITIES AND SPECIAL ATTENDANCES
SPECIAL CONDITIONS
| Contract |  |  |  | SC01.01 | [5 empty] | This Section shall be read and used in conjunction with the Specification and the Employer's
| Requirements |  |  |  | Requirements adopted in the Contract.
Contract Facilities stated in this Section shall refer to land transport facilities, contract
equipment and contract staff services provided by the Contractor for the exclusive use by the
Maintenance Surveyor, his representatives, the Employer or his staff all in accordance with the
requirements of the Contract for the Contract Period or such other period as instructed by the
Maintenance Surveyor.
Special Attendances stated in this Section shall mean the Contractor's provision of means of
access for the works in Works Orders of incidental minor maintenance and repair nature at a
height of over 10 metre where no other proper means of access is available. Payments of
Special Attendances shall satisfy the conditions as stated in Special Conditions Clause
SC01.11 below.
The Contractor shall arrange for the provisions of Contract Facilities and Special Attendances
to be readily available for use at the time or any time, for the duration and in the manner as
specified in the Contract, or otherwise as may be instructed by the Maintenance Surveyor.
| Particular |  |  |  | SC01.02 | [5 empty] | The rates appearing in this Section are allowances for providing the Contract Facilities as
| Preamble |  |  |  | required in the Contract and Special Attendances. The Contractor is deemed to have allowed
in his Contract Percentage(s) for this and other Sections in the Schedule of Rates of any
insufficiency of rates and all other expenses incurred under the Contract for : -
| (a) | [12 empty] | Meeting all contractual and statutory obligations in connection with the provision of
Contract Facilities and Special Attendances, and any other related obligations,
liabilities, risks and profit borne by the Contractor;
| (b) | [12 empty] | Any of the Contract Facilities requirement which is impracticable or not available (e.g.
when the model satisfying the contract requirement is no longer available or out of
stock), the Contractor shall provide similar facilities and services satisfying the
requirement of the Contract and accepted by the Maintenance Surveyor;
| (c) | [12 empty] | Any item or part thereof of any Contract Facilities that is required and specified in the
Contract but the methods of measurement provided hereunder do not measure or
have excluded such item or part thereof in this Section;
| (d) | [12 empty] | The payment for Special Attendances shall in no way vitiate the provisions as
stipulated in General Regulations for all works and services carried out under the
Contract;
| (e) | [12 empty] | Any further period of Contract Facilities provided beyond the period of measurement
as provided in the Special Conditions contained in this Section and without any
confirmation from the Maintenance Surveyor; and
| (f) | [12 empty] | All other allowance as stipulated in the Contract in connection with the provision of
the Contract Facilities and Special Attendances.
42736 | 01/1
1 | 01 |  |  |  | CONTRACT FACILITIES AND SPECIAL ATTENDANCES | [13 empty] | 01
SPECIAL CONDITIONS
| Rates generally |  |  |  | SC01.03 | [5 empty] | The rates in this Section shall generally include for : -
| (a) | [12 empty] | Maintenance, repairs, service charges, tax, licence and any other government fees and
charges in connection with the use of the Contract Facilities and provisions of Special
Attendances.
| (b) | [12 empty] | Provisions of all insurances on the Contract Facilities against accident, damage, loss
by theft or fire, etc.
| (c) | [12 empty] | Replacement of contract staff.
| (d) | [12 empty] | Replacement of damaged or lost facilities.
| (e) | [12 empty] | Removal of the Contract Facilities within the time as stipulated in the Contract, or at
any time as may be informed by the Maintenance Surveyor.
| Measurement of |  |  |  | SC01.04 | [5 empty] | The items for Contract Facilities shall generally be measured and paid for in accordance with
| Contract Facilities |  |  |  | the Special Conditions provided below and the Employer's Requirements where such facilities
| generally |  |  |  | are specifically stated in the Contract.
LAND TRANSPORT
| Measurement of |  |  |  | SC01.05 | [5 empty] | The land transport facilities shall include the provision of petrol private car, electric vehicle or
| land transport |  |  |  | multi-purpose vehicle (MPV) and the driver services as specified in the Contract.
facilities
The rates for land transport facilities shall be measured each and on a monthly basis for the
period from the date when such land transport facilities are provided for use under the
Contract until the expiry of the Contract Period as specified in the Contract, and any further
period of provision of the land transport facilities that the Maintenance Surveyor expressly
confirms in writing.
In case where the period of the provision of land transport facilities provided for use is not in a
whole month, or where no land transport or alternative replacement facilities are provided on any
day(s) within a particular month, the rate to be paid to the Contractor shall be adjusted as follows : -
| Amount to be deducted from the Schedule rate for | [17 empty] | D1
| the provision of land transport facilities in a | [17 empty] | = |  |  |  | x |  | R
| particular month for each number vehicle | [17 empty] | D
| D1 = | [12 empty] | The number of days on which the land transport or alternative replacement facility is
not provided in the particular month.
| D | [11 empty] | = | Total number of days in the particular month where provision of the land transport
facility is required.
| R | [11 empty] | = | Schedule rate for the provision of land transport facilities in a particular month for
each number vehicle subject to Contract Percentage adjustment.
The periods (D1) and (D) are measured in half calendar day unit occurring during the said month.
No measurement and payment shall be made for any period of time during which no land
transport nor other alternative replacement facilities are provided for use under the Contract.
42767 | 01/2
1 | 01 |  |  |  | CONTRACT FACILITIES AND SPECIAL ATTENDANCES | [13 empty] | 01
SPECIAL CONDITIONS
LAND TRANSPORT
| Rates for |  |  |  | SC01.06 | [5 empty] | The rates for land transport facilities shall further include for : -
land transport
| facilities |  |  |  | (a) | [7 empty] | Provision of Environment-friendly Petrol Private Cars, Electric Vehicles or Hybrid
Vehicles of not more than one year old, and in good working order. A valid
Environment-friendly Vehicle Certificate shall be provided for Environment-friendly
Petrol Private Cars.
| (b) | [11 empty] | Provision of a competent and licensed driver for each vehicle who must have not less
than 3 years' driving experience, no dangerous driving records and who shall be
approved by the Maintenance Surveyor. The driver shall be equipped with a mobile
telephone for contact purpose when on duty.
| (c) | [11 empty] | Provision of the vehicles at all times and for the uses as specified in the Contract.
| (d) | [11 empty] | Arranging the vehicles to be standby during the period when the vehicles are not in use
including having the vehicles parked at a location designated by the Maintenance
Surveyor.
| (e) | [11 empty] | All tunnels, bridges and cross harbour tunnel toll fees, and parking fees including the
parking fees incurred when the vehicles are standby.
| (f) | [11 empty] | Maintaining a record of the use of the vehicles including details, times and purposes of
journeys together with appropriate pedometer readings and distances travelled.
| (g) | [11 empty] | Maintaining effective comprehensive insurances covering passenger liabilities of the
vehicles to be driven by any driver. In the case of a private car under the ownership
of the Contractor, inclusion of an endorsement in the insurance policy expanding
the definition to cover the Maintenance Surveyor and his Representatives and all
personnel of the Employer.
| (h) | [11 empty] | Fuels, oils, lubricant and the like for the proper running and functioning of the vehicles.
| (i) | [11 empty] | Provision for similar alternative transport when the vehicles provided are unavailable.
| (j) | [11 empty] | Providing or painting the contract number, contract title, the Contractor's name or
other suitable identification as approved by the Maintenance Surveyor to the vehicles.
42795 | 01/3
1 | 01 |  |  |  | CONTRACT FACILITIES AND SPECIAL ATTENDANCES | [13 empty] | 01
SPECIAL CONDITIONS
CONTRACT EQUIPMENT
| Measurement of |  |  |  | SC01.07 | [5 empty] | The rates for provision of contract equipment shall be measured each and on a monthly basis
| contract equipment |  |  |  | from the date when such equipment is provided for use until the expiry of the Contract Period
as specified in the Contract, and any further period of provision of the contract equipment that
the Maintenance Surveyor expressly confirms in writing.
In case where the period of the provision of contract equipment provided for use is not in a
whole month, or where no contract equipment or alternative replacement is provided for a
period exceeding seven calendar days within a particular month, the rate to be paid to the
Contractor shall be adjusted as follows : -
| Amount to be deducted from the Schedule rate for | [17 empty] | D1
| the provision of contract equipment in a particular | [17 empty] | = |  |  |  | x |  | R
| month for each number contract equipment | [17 empty] | D
| D1 = | [12 empty] | The number of days on which the contract equipment or alternative replacement is not
provided in the particular month
(No deduction shall be made for the initial seven calendar days of non-provision, but
deduction shall be made for a period of continuous non-provision more than seven
calendar days and of which shall include the initial seven calendar days of non-provision).
| D | [11 empty] | = | Total number of days in the particular month where provision of the contract
equipment is required.
| R | [11 empty] | = | Schedule rate for the provision of contract equipment in a particular month for each
number contract equipment subject to Contract Percentage adjustment.
The periods (D1) and (D) are measured in half calendar day unit occurring during the said
month.
No measurement and payment shall be made for any period of time during which no contract
equipment nor other alternative replacement is provided for use under the Contract.
| Rates for |  |  |  | SC01.08 | [5 empty] | The rates for contract equipment shall further include for : -
contract equipment
| (a) | [11 empty] | Provision of all equipment with functions, configurations and specifications as stated in
the Contract and in good working order.
| (b) | [11 empty] | Provision of all necessary consumables like paper, toner, etc.
| (c) | [11 empty] | Licence fees, connection charges, rental charges, broadband internet connection,
service charges, insurance and the like.
| (d) | [11 empty] | Maintaining monthly report on usage.
| (e) | [11 empty] | Regular maintenance, repair and temporary replacement of the devices of similar
functions and configurations during period of repair.
42826 | 01/4
1 | 01 |  |  |  | CONTRACT FACILITIES AND SPECIAL ATTENDANCES | [13 empty] | 01
SPECIAL CONDITIONS
CONTRACT STAFF SERVICES
| Measurement of |  |  |  | SC01.09 | [5 empty] | The contract staff services shall include the provision of the following staff services when
| contract staff |  |  |  | specified in the Contract : -
services
| (a) | [11 empty] | Clerical support staff
| (b) | [11 empty] | Maintenance support officer
| (c) | [11 empty] | Technical officer
| (d) | [11 empty] | Works supervisor (builder's work) and works supervisor (building services)
| (e) | [11 empty] | Quality control assistant (builder's work) and quality control assistant (building
services)
| (f) | [11 empty] | Customer services officer
| (g) | [11 empty] | Senior customer services officer
The rates for provisions of contract staff services shall be measured each and on a monthly
basis from the date when the contract staff reports duty at the Employer's office until the expiry
of the Contract Period as specified in the Contract, and any further period of provision of the
contract staff services that the Maintenance Surveyor expressly confirms in writing.
Payment shall only be made when the Contractor has demonstrated to the Maintenance
Surveyor's satisfaction that salary payments have been received by the contract staff.
In case where the period of the provision of contract staff services is not in a whole month, or
where replacement is not provided for the respective contract staff service on any day(s) within
a particular month, the rate to be paid to the Contractor shall be adjusted as follows : -
| Amount to be deducted from the Schedule rate for | [17 empty] | D1
| the provision of contract staff services in a | [17 empty] | = |  |  |  | x |  | R
| particular month for each number contract staff | [17 empty] | D
| D1 = | [12 empty] | The number of days on which the contract staff or alternative replacement is not
provided in the particular month.
| D | [11 empty] | = | Total number of days in the particular month where provision of the contract staff
services is required.
| R | [11 empty] | = | Schedule rate for the provision of contract staff services in a particular month for each
number contract staff subject to Contract Percentage adjustment.
The periods (D1) and (D) are measured in half calendar day unit occurring during the said
month.
No measurement and payment shall be made for the period of time during which no contract
staff services nor other alternative replacement are provided for use under the Contract.
42856 | 01/5
1 | 01 |  |  |  | CONTRACT FACILITIES AND SPECIAL ATTENDANCES | [13 empty] | 01
SPECIAL CONDITIONS
CONTRACT STAFF SERVICES
| Rates for |  |  |  | SC01.10 | [5 empty] | The rates for "contract staff services" shall further include for : -
contract staff
| services |  |  |  | (a) | [7 empty] | Provision of full time contract staff with qualification and experience that meet the
requirements as specified in the Contract.
| (b) | [11 empty] | Performance of all duties.
| (c) | [11 empty] | Maintenance of an attendance diary.
| (d) | [11 empty] | All expenses and reimbursement in connection with employment of the contract staff
including but not limited to basic salary, contribution to the Mandatory Provident
Fund, gratuity and all necessary levies, e.g. levy for Construction Industry Council,
insurances, etc.
| (e) | [11 empty] | Transportation arrangement required for executing their respective duties.
| (f) | [11 empty] | Provision of facilities for executing their respective duties like computer equipment and
mobile phone (including internet connection and its services charges, hardware and
software), digital cameras, stationery and consumables, etc.
| (g) | [11 empty] | Working outside normal working hours.
| (h) | [11 empty] | Working on General Holidays, emergency and urgent works and working at specific
locations.
| (i) | [11 empty] | Replacement by temporary staff when the contract staff is on leave, absent or
resigned.
| (j) | [11 empty] | Any other related costs and expenses that the Contractor may incur from the
recruitment, management and deployment of the contract staff services.
PAYMENT FOR SPECIAL ATTENDANCES
| Measurement of |  |  |  | SC01.11 | [5 empty] | The item for “Payment for Special Attendances" shall only be measured and paid for when the
| Payment |  |  |  | Maintenance Surveyor is satisfied that the following conditions have been fulfilled : -
for Special
| Attendances |  |  |  | (a) | [7 empty] | Where the work instructed under the Works Order is incidental minor maintenance
and repair work in nature and the claimed value of the works under the Works Order
alone does not exceed $1,000;
| (b) | [11 empty] | Works is carried out to walls or ceiling soffits, where the work is at a clear height over
10 m high (measured from the level on which the staging or the means of access is
erected, or where the level is sloping, measured from the level immediately at the
provision of the staging or the means of access) with no other means of access
available;
| (c) | [11 empty] | Submission of reports and photographic records to justify such payment; and
| (d) | [11 empty] | The provision of the staging or means of access is made by the Contractor ownself.
42887 | 01/6
1 | 01 |  |  |  | CONTRACT FACILITIES AND SPECIAL ATTENDANCES | [13 empty] | 01
SPECIAL CONDITIONS
PAYMENT FOR SPECIAL ATTENDANCES
| Measurement of |  |  |  | SC01.11 | [5 empty] | Where works under more than one Works Orders of incidental minor maintenance and repair
| Payment |  |  |  | (Cont'd) | [5 empty] | nature are carried out at the same location at or around the same period of time by the
| for Special |  |  |  | Contractor or his Specialist Sub-contractors, the Contractor shall arrange for the full utilization
| Attendances |  |  |  | of the means of access to be provided for these Works Orders. Subject to fulfilment of the
| (Cont'd) |  |  |  | conditions stated in sub-clauses (a) to (d) herein, payment for Special Attendances will only be
made once irrespective of the number of Works Orders issued under such circumstance.
No measurement and payment shall be made for "Payment for Special Attendances" under
either one of the following conditions : -
| (i) | [11 empty] | The claimed value of the works carried out under the above circumstances exceeds
$1,000 per Works Order.
| (ii) | [11 empty] | Where means of access is available or provided at the location by the owners, the
Employer or other parties.
| (iii) | [11 empty] | The Contractor fails to submit the report and photographic records to justify the
payment of the Special Attendances claimed, or the Maintenance Surveyor considers
that the report submitted fails to provide adequate information to demonstrate
satisfaction of the conditions as stated in sub-clauses (a) to (d) herein.
| (iv) | [11 empty] | Where works are carried out under separate Works Order with staging or means of
access provided at the same location at or around the same period of time, and the
estimated value of the works exceeds $1,000 for that Works Order.
| Rates for |  |  |  | SC01.12 | [5 empty] | The rates for “Payment for Special Attendances” shall further include for : -
Payment
| for Special |  |  |  | (a) | [7 empty] | Providing any means of access including but not be limited to scaffolding, screens,
| Attendances |  |  |  | working platforms, staging, gondolas and the like; and erection, subsequent
dismantling and removal of the same upon completion of the works;
| (b) | [11 empty] | Compliance with all safety requirements and certification from independent checking
engineer, where required, and payment of all fees; and
| (c) | [11 empty] | Submission of all necessary records and reports in the format as approved by the
Maintenance Surveyor.
42917 | 01/7
1 | 01 |  |  |  | CONTRACT FACILITIES AND SPECIAL ATTENDANCES | [13 empty] | 01
| Item |  |  |  | Item
CONTRACT FACILITIES
| Note : - |  |  | The following Items 01001 to 01018 inclusive will only be paid for if the requirements as set out in the
Contract and the conditions as set out in the Special Conditions are complied with.
LAND TRANSPORT
A
| Per number-month |  |  |  |  | $
1001 | 01001 |  | Private car - fully air conditioned saloon car with seating capacity of not less than five seats (including driver) ...................................................................... | [25 empty] | 23,800.00 |  |  | 01001 |  | 01001 | 23,800.00 | 23800 |  |  |  | 23800
1002 | 01002 |  | MPV - fully air conditioned saloon car with seating capacity of not less than seven seats (including driver) ............................................................................ | [25 empty] | 25,500.00 |  |  | 01002 |  | 01002 | 25,500.00 | 25500 |  |  |  | 25500
CONTRACT EQUIPMENT
A
| Per number-month |  |  |  |  | $
1003 | 01003 |  | Provision of facsimile machine (for A4 size)................................................................................................................................................................................. | [25 empty] | 110.00 |  |  | 01003 |  | 01003 | 110.00 | 110 |  |  |  | 110
1004 | 01004 |  | Provision of mobile phone.............................................................................................................................................................................................................. | [25 empty] | 240.00 |  |  | 01004 |  | 01004 | 240.00 | 240 |  |  |  | 240
1005 | 01005 |  | Provision of computer facilities ..................................................................................................................................................................................................... | [25 empty] | 250.00 |  |  | 01005 |  | 01005 | 250.00 | 250 |  |  |  | 250
1006 | 01006 |  | Provision of monochrome laser-jet printer (for A4 size)............................................................................................................................................................... | [25 empty] | 160.00 |  |  | 01006 |  | 01006 | 160.00 | 160 |  |  |  | 160
1007 | 01007 |  | Provision of colour inkjet printer (for A3 size).............................................................................................................................................................................. | [25 empty] | 220.00 |  |  | 01007 |  | 01007 | 220.00 | 220 |  |  |  | 220
1008 | 01008 |  | Provision of colour laser printer (for A3 size)................................................................................................................................................................................ | [25 empty] | 340.00 |  |  | 01008 |  | 01008 | 340.00 | 340 |  |  |  | 340
1009 | 01009 |  | Provision of digital camera............................................................................................................................................................................................................. | [25 empty] | 50.00 |  |  | 01009 |  | 01009 | 50.00 | 50 |  |  |  | 50
CONTRACT STAFF SERVICES
A
| Per number-month |  |  |  |  | $
1010 | 01010 |  | Clerical support staff ...................................................................................................................................................................................................................... | [25 empty] | 10,800.00 |  |  | 01010 |  | 01010 | 10,800.00 | 10800 |  |  |  | 10800
1011 | 01011 |  | Maintenance support officer........................................................................................................................................................................................................... | [25 empty] | 14,500.00 |  |  | 01011 |  | 01011 | 14,500.00 | 14500 |  |  |  | 14500
1012 | 01012 |  | Technical officer ............................................................................................................................................................................................................................ | [25 empty] | 15,600.00 |  |  | 01012 |  | 01012 | 15,600.00 | 15600 |  |  |  | 15600
1013 | 01013 |  | Works supervisor (builder's work) ................................................................................................................................................................................................. | [25 empty] | 20,300.00 |  |  | 01013 |  | 01013 | 20,300.00 | 20300 |  |  |  | 20300
1014 | 01014 |  | Works supervisor (building services)............................................................................................................................................................................................. | [25 empty] | 20,300.00 |  |  | 01014 |  | 01014 | 20,300.00 | 20300 |  |  |  | 20300
1015 | 01015 |  | Quality control assistant (builder's work) ...................................................................................................................................................................................... | [25 empty] | 15,600.00 |  |  | 01015 |  | 01015 | 15,600.00 | 15600 |  |  |  | 15600
1016 | 01016 |  | Quality control assistant (building services).................................................................................................................................................................................. | [25 empty] | 15,600.00 |  |  | 01016 |  | 01016 | 15,600.00 | 15600 |  |  |  | 15600
1017 | 01017 |  | Customer services officer................................................................................................................................................................................................................ | [25 empty] | 12,000.00 |  |  | 01017 |  | 01017 | 12,000.00 | 12000 |  |  |  | 12000
1018 | 01018 | Senior customer services officer..................................................................................................................................................................................................... | [26 empty] | 13,000.00 |  |  | 01018 |  | 01018 | 13,000.00 | 13000 |  |  |  | 13000
42948 | 01/8
1 | 01 | CONTRACT FACILITIES AND SPECIAL ATTENDANCES | [16 empty] | 01
| Item | Item
PAYMENT FOR SPECIAL ATTENDANCES
| Note : - |  |  | Item 01019 will only be paid for if the requirements as set out in the Contract and the conditions as set out
in the Special Conditions are complied with.
A
| Per item |  |  | $
1019 | 01019 | Payment for Special Attendances................................................................................................................................................................................................... | [26 empty] | 3,000.00 |  |  | 01019 |  | 01019 | 3,000.00 | 3000 |  |  |  | 3000
42979 | 01/9
Section 27
ELECTRICAL INSTALLATION -
LIGHTING SYSTEM AND FIXTURES
27 | 27 | ELECTRICAL INSTALLATION | [15 empty] | 27
SECTION 27
ELECTRICAL INSTALLATION
SPECIAL CONDITIONS
(Note: The following special conditions shall apply equally where appropriate to rates under Sections 27 to 30)
| Measurement of |  |  | SC27.01 | [6 empty] | Conduits and flexible conduits shall be measured the net length as fixed in linear
| conduits and |  |  | metres over all conduit fittings, boxes and short running lengths.
flexible conduits
| Measurement of |  |  | SC27.02 | [6 empty] | Trunkings, trays and ladders shall be measured the net length as fixed in linear
| trunkings, trays |  |  | metres over all fittings, short running lengths and branches.
and ladders
| Measurement of |  |  | SC27.03 | [6 empty] | Cables shall be measured the net length as fixed in linear
| cables | metres between equipment, control gear, fittings, accessories and the like.
| Measurement of |  |  | SC27.04 | [6 empty] | All trench excavation shall be measured separately and paid for at the appropriate
| excavations, |  |  | rates under Section 03 - Excavation of this Schedule. All cable ducts shall be
| cable ducts, |  |  | measured separately and paid for at the appropriate rates under Section 12 -
| chases, holes and |  |  |  | Roadwork and Cable Duct of this Schedule. All chases in, and holes through
| other subsidiary |  |  |  | existing walls, ceilings and similar for cables, conduits etc. shall be measured and
| work | paid for at the appropriate rates under Section 04 - Concrete Work, Section 05 -
Brickwork and Blockwork or other applicable Work Sections of this Schedule.
Special concrete marker blocks specifically ordered in writing by the
Maintenance Surveyor shall be measured separately and paid for at the
appropriate rates under the applicable Works Sections of this Schedule.
| Measurement of |  |  | SC27.05 | [6 empty] | All works of electrical power supply up to power supply points (e.g. switchgear
| power supply for |  |  |  | or isolator or spur unit and the like) for the bedhead trunking system and
| bedhead trunking |  |  |  | staff/ emergency/ nurse call systems shall be measured separately and paid for at
| system and staff/ |  |  |  | the appropriate rates under these Sections 27 to 30 or other applicable Work
| emergency/ nurse |  |  |  | Sections of this Schedule.
call system
| Measurement of |  |  | SC27.06 | [6 empty] | The interconnecting cables and the cable containment for the control panel
| control panel for |  |  |  | connecting to external equipment or existing panel shall be measured separately.
bedhead trunking
system and staff/
emergency/ nurse
call system
42762 | 27/1
27 | 27 | ELECTRICAL INSTALLATION | [15 empty] | 27
SPECIAL CONDITIONS
| Measurement of |  |  | SC27.07 | [6 empty] | (1) |  | Simplified items included in Section 27 shall apply to : -
simplified
| items | (a) | [13 empty] | Lighting points commencing from the loadside of the over-current
protection device (e.g. MCB) or existing lighting switch/ lighting
fitting.
| (b) | [14 empty] | Lighting switch points commencing from the loadside of the over-current
protection device (e.g. MCB) or existing lighting fitting and lighting switch.
| (c) | [14 empty] | Occupancy sensor points/ motion detector points commencing from the
loadside of the over-current protection device (e.g. MCB) or existing
lighting switch/ fitting.
-2 | (2) | [11 empty] | Simplified items included in Section 28 shall apply to : -
| (a) | [14 empty] | Power points commencing from the loadside of over-current
protection device (e.g. RCBO) or adjacent power outlet.
| (b) | [14 empty] | Telephone points commencing from the telephone distribution
room on the same floor.
| (c) | [14 empty] | LAN nodes commencing from the server, hub, cabinet, switches,
equipment rack or router on the same floor.
| (d) | [14 empty] | Service outlet points (e.g. broadcast and satellite reception,
audio-visual, public address) commencing from the cabinet,
equipment rack or distribution splitter on the same floor.
| (e) | [14 empty] | Door bell points commencing from the loadside of over-current
protection device (e.g. RCBO) or existing door bell/ push button.
-3 | (3) | [11 empty] | Any point containing a socket outlet (single or twin), a power connection unit, a
power switch controlling socket outlet/ power connection unit and the like shall
be measured as a power point. Any power point for power switch controlling
socket outlet/ power connection unit shall be measured in accordance with the
rating of its controlled socket outlet and rating of protection fuse of power
connection unit no matter its rating is larger than the socket outlet/ power
connection unit except the connection unit with cables of conductor size 2.5 mm2
with ring final circuit arrangement shall be measured as a 13A power point.
-4 | (4) | [11 empty] | Cabling and wiring facilities for fan regulators shall not be measured as a power
point.
-5 | (5) | [11 empty] | Any power points, telephone points, LAN points and service outlet points being
fixed to floor outlet box/ trunking service box shall be measured as simplified
items. Floor outlet box or trunking service box shall be measured separately.
-6 | (6) | [11 empty] | Simplified items shall be adopted unless otherwise specifically ordered in writing by
the Maintenance Surveyor.
-7 | (7) | [11 empty] | Additional payment for Items 27841 to 27848 and Items 28536 to 28563 inclusive
for provision of circuit protective conductors to grid switch shall be measured
according to the number of final circuits.
42793 | 27/2
27 | 27 | ELECTRICAL INSTALLATION | [15 empty] | 27
SPECIAL CONDITIONS
| Measurement |  |  | SC27.08 | [6 empty] | Testing and inspection of electrical installation for the whole premises to comply with
| of periodic |  |  | the statutory requirements shall be paid for at the appropriate single rate in accordance
| inspection, |  |  | with the installed rating of outgoing switch of the switchboard or cut-out switch
| testing and |  |  | comprising rising mains and feeder circuits in single-phase or three-phase, except for small
| certification |  |  | premises without switchboard or cut-out switch in which case the appropriate single rate
| of electrical |  |  | for the installed rating shall apply. The testing of the sub-main circuit, final circuit,
| installation |  |  | external mounted IDMT relay and testing of the main L.V. switchboard shall be measured
separately and paid for at the appropriate rates under Section 30.
| Measurement |  |  | SC27.09 | [6 empty] | Where a temporary supply is ordered by the Maintenance Surveyor, the provision of
| of temporary |  |  | all articles, labour and accessory materials (nails, screws, rawplugs and similar) necessary
| supply | for fixing shall be of temporary nature. For "use and waste" of all materials, such as
cables, fittings, switchgear and accessories, etc., for a period of not exceeding four weeks
from the date of certified completion, 50 per cent of the value of the appropriate "supply
and fix" items after the adjustment of contract percentages will be paid. For a period
exceeding four weeks and not exceeding eight weeks, 55 per cent will be paid and for
each subsequent month a further addition of 5 per cent will be made.
For a period of more than six months, the full rates, as for permanent works will be paid,
and the materials will become the property of the Employer.
No extra payment will be made for the removal of materials in connection with the
temporary supply, but the cost of which shall have been included in the payment as
aforementioned in the first paragraph hereof. The date of certified completion of a
temporary supply shall be the date when the installation is first brought into service.
The date when it ceases to be used shall be the date from which the Maintenance
Surveyor instructs the dismantlement of the installation, or the date when the installation
is no longer in use, whichever is earlier.
| Rates generally |  |  | SC27.10 | [6 empty] | The rates for all items shall generally include for : -
| (a) | [11 empty] | Colour band and colour identification work.
| (b) | [11 empty] | Lettering and engraving for identification, signs, labels in both English and
Chinese.
| (c) | [11 empty] | Identification plates, signs, notice plates, discs and labels in both English
and Chinese.
| (d) | [11 empty] | Priming or painting off site and proprietary finishes or surface treatment
applied as part of the production process whether applied before or after
fabrication and assembly.
| (e) | [11 empty] | All protective coating or finishing painting work, apart from additional
painting work specifically ordered by the Maintenance Surveyor in
writing which shall be measured separately and paid for at the
appropriate rates under Section 15 - Painting of this Schedule.
| (f) | [11 empty] | Any kind of fixing method including drilling of the background and
provision of fixings, hangers, brackets, supports, saddles, nails, screws,
nuts, bolts, shims, washers, plugs, shotfired pins, spring compensated
and seismic restraints and isolated components and the like.
42821 | 27/3
27 | 27 | ELECTRICAL INSTALLATION | [15 empty] | 27
SPECIAL CONDITIONS
| Rates generally |  |  | SC27.10 | [6 empty] | (g) |  | Provision of fire stopping as required.
| (Cont'd) |  |  | (Cont'd)
| (h) | [11 empty] | Submission of catalogues, technical literature, data, calculations, test
certificates and approval documentation covering the equipment and
materials being supplied.
| (i) | [11 empty] | Preparing and submitting detail working drawings as required and all
shop drawings for the fabrication and installation.
| (j) | [11 empty] | Attendance, as required, of the manufacturers' representative to assist in
the installation and subsequent testing and commissioning.
| (k) | [11 empty] | Testing and commissioning including submission of Testing and
Commissioning Certificates and Records of Tests.
| (l) | [11 empty] | Provision of all necessary power, fuel, labour and testing instrument of
approved type for testing and commissioning.
| (m) | [11 empty] | Preparing and submitting operation and maintenance manuals and
as-fitted drawings for items of works as required.
| (n) | [11 empty] | Provision of schematic diagrams covered front and back with plastic sheet
including fixing to wall.
| (o) | [11 empty] | Provision of manufacturer's guarantee.
| (p) | [11 empty] | Submission of sample board for all compact sized materials and accessories,
and supply of samples of materials for testing (including testing to destruction).
Where an equipment or item requires identification by lettering , engraving, sign,
label, etc., 25 per cent of the value of the appropriate item will be deducted for
non-provision of the required lettering, engraving, sign, label, etc.
| Rates for |  |  | SC27.11 | [6 empty] | The rates for "Take down and clear away" or " Take down and set aside for re-use"
| "Take down |  |  | existing items in connection with electrical installation shall further include for : -
and clear
| away" or |  |  | (a) | [8 empty] | All in-line fittings including brackets, supports, hangers and the like.
"Take down
| and set aside |  |  | (b) | [8 empty] | Cutting into existing conduits, trunkings, trays, ladders, cables and the
| for re-use" |  |  | like in position.
| (c) | [11 empty] | Plugging off remaining ends with plugs or caps as required.
| (d) | [11 empty] | Preparing remaining ends of building services works to receive
connections with new work if required.
| (e) | [11 empty] | In the case of equipment, lighting fittings, appliances and the like, taking
down all associated connecting cables and the like.
| (f) | [11 empty] | In the case of bedhead trunking and staff/ emergency/ nurse call system,
taking down all associated building services works.
42852 | 27/4
27 | 27 | ELECTRICAL INSTALLATION | [15 empty] | 27
SPECIAL CONDITIONS
| Rates for |  |  | SC27.11 | [6 empty] | In the case of fluorescent lighting fittings, the rates for "Fix only" or "Take down and
| "Take down |  |  | (Cont'd) | [6 empty] | clear away" or "Take down and set aside for re-use" for fittings/ components of the
| and clear |  |  | fittings complete with T5 electronic ballasts shall also apply to the similar items
| away" or |  |  | complete with T8/ T12 electronic/ magnetic ballasts and starter units.
"Take down
and set aside
for re-use"
| (Cont'd) |  |  | PART I - ELECTRICAL INSTALLATION
| Rates for |  |  | SC27.12 | [6 empty] | The rates for electrical installation shall further include for : -
electrical
| installation |  |  | (a) | [8 empty] | Making all necessary arrangements with public electricity supply
| generally |  |  | companies and other public utility companies as may be required.
| (b) | [11 empty] | Connecting supply to and energizing all new or "re-used" fittings including
provision of associated materials.
| (c) | [11 empty] | Disconnecting existing supply when existing fittings are taken down and
properly sealing off the supply.
| (d) | [11 empty] | Submission of Completion Certificate (Form WR1).
| (e) | [11 empty] | Warning notice for installation having both new and old cable colours.
| Rates for |  |  | SC27.13 | [6 empty] | The rates for conduits and flexible conduits shall further include for : -
conduits
| and flexible |  |  | (a) | [8 empty] | Draw wires, draw cable and the like.
conduits
| (b) | [11 empty] | Bends, bushes, couplers, adaptors, expansion joints and the like.
| (c) | [11 empty] | All bending, setting, cutting, screwing, threading, jointing and providing all
conduit fixings.
| (d) | [11 empty] | All conduit boxes, adaptable junction boxes, covers, and fittings
| (e) | [11 empty] | Provision of all sleeves for casting in or building in where conduits pass
through slabs, walls or beams and caulking between conduit and sleeve
where required.
| (f) | [11 empty] | Components and the forming of holes for making connections into
trunking.
| (g) | [11 empty] | Bonding as specified between adjacent component parts.
| (h) | [11 empty] | Cleaning out and testing of the conduit system for continuity.
| (i) | [11 empty] | Provision of expansion joints in services runs wherever they coincide with
structural expansion joints.
42882 | 27/5
27 | 27 | ELECTRICAL INSTALLATION | [15 empty] | 27
SPECIAL CONDITIONS
| Rates for |  |  | SC27.14 | [6 empty] | The rates for trunkings shall further include for : -
trunkings
| (a) | [11 empty] | All joints in the running lengths and components for bonding.
| (b) | [11 empty] | All cutting and jointing to fittings.
| (c) | [11 empty] | All cutting, drilling, bushing and jointing to equipment or control gear
including all necessary connection accessories.
| (d) | [11 empty] | Pin-racks for supporting cables.
| (e) | [11 empty] | Internal fire barriers as required.
| (f) | [11 empty] | Bonding as specified between adjacent component parts.
| (g) | [11 empty] | Covers, cross units, tee units and elbow units
| Rates for trays |  |  | SC27.15 | [6 empty] | The rates for trays and ladders shall further include for : -
and ladders
| (a) | [11 empty] | Cutting openings as required.
| (b) | [11 empty] | All joints in the running lengths.
| (c) | [11 empty] | All cutting and jointing to fittings.
| (d) | [11 empty] | Pin-racks for supporting cables.
| (e) | [11 empty] | Bonding as specified between adjacent component parts.
| (f) | [11 empty] | Cable ties for securing cables.
42913 | 27/6
27 | 27 | ELECTRICAL INSTALLATION | [15 empty] | 27
SPECIAL CONDITIONS
| Rates for cables |  |  | SC27.16 | [6 empty] | The rates for cables shall further include for : -
| (a) | [11 empty] | Laying or fixing in different locations, such as laying in trenches or open
ducts, laying on arms or hangers, fixing to cable trays, ladders or other
surfaces, drawing into underground pipe ducts, laying or drawing into
trunkings, drawing into conduits, suspending from insulators or
catenaries, wrapping around equipment, unless specifically provided in
this Schedule.
| (b) | [11 empty] | In case of cables drawn into existing conduits, existing ducts or existing
trunkings, removing and putting back existing covers, existing inspection
lids and the like.
| (c) | [11 empty] | Making cable-joints.
| (d) | [11 empty] | Determining circuits, lacing into circuit groups and provision of
draw wires, draw cables and the like.
| (e) | [11 empty] | Components for supporting cables including combination system cable
supports, two piece cleats, trefoil cleats, multiway cleats, hangers,
channels and the like.
| (f) | [11 empty] | Provision of all sleeves for casting in or building in where cables pass
through slabs, walls or beams and caulking between cable and sleeve
where required.
| (g) | [11 empty] | Bonding as specified between adjacent component parts.
| (h) | [11 empty] | Provision of lettered or numbered ferrules for 1 core PVC cable at
terminations where required for identification.
| Rates for cable |  |  | SC27.17 | [6 empty] | The rates for cable termination glands shall further include for : -
termination glands
| (a) | [11 empty] | Assembling and mounting.
| (b) | [11 empty] | Insulating material, jointing material, locknuts, bushes, couplers and the
like.
42943 | 27/7
27 | 27 | ELECTRICAL INSTALLATION | [15 empty] | 27
SPECIAL CONDITIONS
| Rates for fittings |  |  |  | SC27.18 | [5 empty] | The rates for fittings and accessories shall further include for : -
and accessories
| (a) | [11 empty] | All boxes, cover plates, connector blocks, cable terminations, bonding
and connecting of cable tails.
| (b) | [11 empty] | All necessary bushes, nipples, locknuts, couplers and the like.
| (c) | [11 empty] | Assembling and fixing in position.
| (d) | [11 empty] | Bonding as specified between adjacent component parts.
| Rates for equipment |  |  |  |  | SC27.19 |  |  |  |  | The rates for equipment (e.g. motors, fans, starter panels, circuit breakers,
| and control gear |  |  |  | batteries, rectifiers and the like) and control gear (e.g. fuse-and-link disconnecting
boxes, isolating switches, changeover switches, switch fuses, fused switches,
distribution boards, connectors, starters, busbar chambers and the like) shall
further include for : -
| (a) | [11 empty] | Connecting cable ends or cable tails to which they are connected.
| (b) | [11 empty] | Coupling to and forming holes for conduit entry.
| (c) | [11 empty] | Links, fuses, gland plates, terminal boxes and the like which form part of
the item.
| (d) | [11 empty] | Bonding as specified between adjacent component parts.
| Rates for lighting |  |  |  | SC27.20 | [5 empty] | The rates for lighting fittings shall further include for : -
fittings
| (a) | [11 empty] | Reflectors, shades, lamps, control gear, ballasts, transformers, light
troughs, diffusers and the like.
| (b) | [11 empty] | All connection/ terminal boxes, connector blocks, plugs and connecting
of cable tails including all necessary grommets, bushes, nipples, locknuts
and the like.
| (c) | [11 empty] | Assembling and fixing in position including all forms of suspensions,
supports, safety chains with attachments and the like.
| (d) | [11 empty] | Adjustment, alignment and the like.
| (e) | [11 empty] | Bonding as specified between adjacent component parts.
The rates for "Fix only" or "Take down and clear away" or "Take down and set
aside for re-use" for a normal lighting fitting shall also apply to the similar items
equipped with the emergency power pack but the emergency power pack shall not
be measured separately.
42974 | 27/8
27 | 27 | ELECTRICAL INSTALLATION | [15 empty] | 27
SPECIAL CONDITIONS
| Rates for |  |  | SC27.21 | [6 empty] | The rates for ventilation fans, air curtains and appliances shall further include for : -
ventilation
| fans, air |  |  | (a) | [8 empty] | All connection/ terminal boxes, connector blocks, plugs and connecting of cable
| curtains and |  |  | tails including all necessary grommets, bushes, nipples, locknuts and the like.
appliances
| (b) | [11 empty] | Assembling and fixing in position including all supporting devices, hangers and
the like.
| (c) | [11 empty] | Bonding as specified between adjacent component parts.
| (d) | [11 empty] | Taking down existing power connection units for cable connection and
subsequent refixing as required.
| Rates for |  |  | SC27.22 | [6 empty] | The rates for earthing, lightning protection and bonding items shall further include
| earthing, |  |  | for : -
lightning
| protection and |  |  | (a) | [8 empty] | Bends, twists and through joints.
bonding items
| (b) | [11 empty] | Cables and tape connections and junctions including tinning, sweating and
provision of any jointing materials, heat, holes, rivets, bolts, nuts, washers
and clamps.
| (c) | [11 empty] | Saddles, cleats, clips, holdfasts and the like which form part of the tape and
rod conductor items.
| (d) | [11 empty] | Driving electrodes into the ground and connecting electrodes to connectors.
Unless otherwise stated as being included in the items, bonding shall be measured
and paid for at the appropriate rates under Sections 27 to 30.
| Rates for |  |  | SC27.23 | [6 empty] | (1) |  | The rates for lighting points/ occupancy sensor points/ motion detector points and
| simplified |  |  | lighting switch points shall include the cabling and wiring facilities starting from
| items | the over-current protection device or adjacent points as the case may be, complete
with cable termination, conduits/ trunking, draw wires, flexible conduits, adaptors,
boxes and all necessary accessories. However, MCBs/ RCDs/ RCBOs in the
MCB board, lighting fittings, motion sensors, lighting switches and the like shall be
measured separately and paid for at the appropriate rates under Sections 27 and 28.
-2 | (2) | [11 empty] | The number of lighting points/ occupancy sensor points/ motion detector points
shall be measured as the number of new lighting fittings/ sensors installed. Lighting
circuits with ELV provision for lighting dimming control, motion sensor control, etc.
shall be measured separately.
-3 | (3) | [11 empty] | The number of lighting switch points shall be measured as the number of new lighting
switch gang installed. Therefore, the number of lighting switch points for lighting
switches and grid switch panel shall be measured as number of gangs installed
on the lighting switches and grid switch panel.
43005 | 27/9
27 | 27 | ELECTRICAL INSTALLATION | [15 empty] | 27
SPECIAL CONDITIONS
| Rates for |  |  | SC27.23 | [6 empty] | (4) |  | The rates for power points shall include the cabling and wiring facilities starting from
| simplified |  |  | (Cont'd) | [6 empty] | the over-current protection device or adjacent points as the case may be, complete
| items | with cable termination, conduits/ trunking, draw wires, flexible conduits, adaptors,
| (Cont'd) |  |  | boxes and all necessary accessories. The rates for power points shall further include
the cabling and wiring facilities from the MCB unit to the contactor/ time switch but
exclude the by-pass switch. RCD, contactor and time switch shall not be measured
separately as a power point/ lighting point. However, MCBs/ RCDs/ RCBOs in the
MCB board, socket outlets, power connection units and the like shall be measured
separately and paid for at the appropriate rates under Sections 27 and 28.
-5 | (5) | [11 empty] | The rates for telephone points, LAN points and service outlet points shall include for
cabling and wiring facilities starting from the telephone distribution room/ server room/
control point on the same floor complete with conduit/ trunking, draw wires, boxes,
blanking plates and all necessary accessories. Each point shall have a starting point
and an end point. In case if there is a ring of multiple end points, one point shall be taken
as a common start point. In case different rings are interconnected with each
other, the interconnection shall be taken as a new point.
| Rates for |  |  | SC27.24 | [6 empty] | The rates provided for the relevant work under periodic inspection, testing and certification
| periodic |  |  | of electrical installation shall generally include for : -
inspection,
| testing and |  |  | (a) | [8 empty] | Testing, inspection and measuring of electrical installation comprising rising
| certification |  |  | mains, feeder circuits, sub-main circuits, final circuits, protective conductors,
| of electrical |  |  | earthing facilities, power supplies to all communal services of the premises
| installation |  |  | and all necessary testing and inspection to satisfy the requirements as stipulated
in Chapter 406, Electricity Ordinance and the latest edition of Code of Practice
for Electricity (Wiring) Regulations published by Electrical and Mechanical
Services Department.
| (b) | [11 empty] | Provision of electrical schematic, test report, test readings and test certificate
which should be certified by a Registered Electrical Worker of the appropriate
grade of the EMSD.
| (c) | [11 empty] | Submission of duly completed and signed Form WR2.
| (d) | [11 empty] | The testing and inspection, if necessary, to be scheduled in phases and/ or
arranged in non-office hours/ night time/ on Sundays and holidays, to suit
the allowable working schedule for such work of the premises as advised by
the premises management office or the occupants of the premises or per the
instruction given by the project officer.
43035 | 27/10
27 | 27 | ELECTRICAL INSTALLATION | [15 empty] | 27
SPECIAL CONDITIONS
| Rates for |  |  | SC27.24 | [6 empty] | For the purpose of assessment of the payment for periodic inspection, testing
| periodic |  |  | (Cont'd) | [6 empty] | and certification of electrical installation under Section 30, the Contractor
| inspection, |  |  | shall submit to the Maintenance Surveyor a detailed report which
| testing and |  |  | shall include, but not limited to, the value of works claimed in the Works
| certification |  |  | Order, photographic records, electrical schematic diagrams, test report
| of electrical |  |  | and test certificate which should be certified by the Registered Electrical
| installation |  |  | Worker of the appropriate grade of the EMSD and the submission of Form WR2.
(Cont'd)
For government premises, Form WR2 shall be submitted to the Maintenance
Surveyor for record. The Submission of Form WR2 to the EMSD including
the endorsement fee shall only be paid for non-government premises with
the L.V. switchboard not maintained by the EMSTF, for which WR2
shall be submitted to the EMSD for endorsement.
The Contractor shall submit the format of the report to the Maintenance
Surveyor for approval upon commencement of the Contract; once
endorsed, the details of the report shall be submitted by the Contractor
together with any application for such payment.
In order to justify any payment, the Contractor shall demonstrate that
the conditions as laid down in the Special Conditions under Section 27
of this Schedule have been satisfied.
No payment shall be made in respect of any work if the Contractor failed
to submit the report, or if the Maintenance Surveyor considers that the
work as stated in the report fails to satisfy the Special Conditions under
Section 27 of this Schedule.
| Rates for |  |  | SC27.25 | [6 empty] | (a) |  | In order to fulfill the energy efficiency requirements by the Buildings Energy
| Buildings |  |  | Efficiency Ordinance, the Contractor is required to appoint a Registered
| Energy |  |  | Energy Assessor (REA) at his own cost for the completion and submission
| Efficiency |  |  | of the Form of Compliance - Form EE4 to the EMSD for approval including
| Ordinance |  |  | but not limited to compilation and certification of the required forms and
| Submission |  |  | worksheets for the electrical installations, lighting installations and air-conditioning
installations, where applicable, including any necessary endorsement fees.
| (b) | [11 empty] | The rates as separately scheduled for the Buildings Energy Efficiency Ordinance
submission shall generally include for the preparation of the installation summaries,
worksheets, relevant drawings, drawing lists and other supportive documents by
the Contractor. The Contractor shall further coordinate with the REA and provide
the required information at no extra cost for his submission of the Form of
Compliance to the EMSD as required to fulfill the latest requirements of the
Buildings Energy Efficiency Ordinance.
43066 | 27/11
27 | 27 | ELECTRICAL INSTALLATION | [15 empty] | 27
SPECIAL CONDITIONS
PART II - BEDHEAD TRUNKING SYSTEM AND
STAFF/ EMERGENCY/ NURSE CALL SYSTEM
| Rates for |  |  | SC27.26 | [6 empty] | The rates for bedhead trunking system and staff/ emergency/ nurse call system
| bedhead |  |  | shall further include for : -
trunking
| system and |  |  | (a) | [8 empty] | All components and parts building up the system.
staff/
| emergency/ nurse |  |  |  | (b) | [7 empty] | Interconnecting wirings and signal cables including conduits and/ or
| call system |  |  | flexible conduits, trunkings, trays, junction boxes and the like necessary
| generally |  |  | to complete the system.
| (c) | [11 empty] | All electricity supply and control circuits from the supply points including
cables, wirings, conduits and/ or flexible conduits, trunkings, cable trays,
fuses, control boxes and necessary accessories required to energize the
system.
| (d) | [11 empty] | Provision of expansion joints in service runs wherever they coincide with
structural expansion joints.
| Rates for call |  |  | SC27.27 | [6 empty] | The rates for call units shall further include for push button package, flashlights,
| units | flexible cables, flexible conduits and all associated components.
| Rates for power |  |  | SC27.28 | [6 empty] | The rates for power supply units for call system shall further include for : -
supply units
| (a) | [11 empty] | Uninterruptible power supply system and associated accessories.
| (b) | [11 empty] | Well-ventilated and earthed metal enclosures.
| (c) | [11 empty] | Transformers, fused spur units, termination blocks and the like.
| (d) | [11 empty] | Rectifying, filtering and control circuits and associated accessories.
| (e) | [11 empty] | Circuit protection devices.
| (f) | [11 empty] | All cable and wiring facilities including necessary conduits, trunking and
the like.
| Rates for control |  |  |  | SC27.29 | [5 empty] | The rates for control panels shall further include for visual indications, audible
| panels | alarm, indication lamps, switches and the internal wiring of the control panel. The
cable and cable containment to external equipment or existing panel shall be
measured separately and paid for at the appropriate rates under Sections 27 to 30.
43096 | 27/12
27 | 27 | ELECTRICAL INSTALLATION | [15 empty] | 27
SPECIAL CONDITIONS
PARTICULAR SPECIFICATION
| Particular |  |  | SC27.30 | [6 empty] | The Particular Specification for electrical installation can be found in the Contract.
Specification
for electrical
installation
| Particular |  |  | SC27.31 | [6 empty] | The Particular Specification for bedhead trunking system and
| Specification |  |  | staff/ emergency/ nurse call system can be found in the Contract.
for bedhead
trunking
system and
staff/ emergency/
nurse call
system
27/13
27 | 27 | ELECTRICAL INSTALLATION - LIGHTING SYSTEM AND FIXTURES | [20 empty] | 27
| Item | Item
| LAMPHOLDERS |  |  |  |  | Take | [19 empty] | Take
| Supply | [23 empty] | down | down |  |  | Fix
| and | [23 empty] | and | and set |  |  | only
| The rates include for the provision of fixing screws and rawplugs of approved sizes | [17 empty] | fix | [5 empty] | clear | aside for
| and types. |  |  |  | away | [20 empty] | re-use
| A | [23 empty] | B | C |  |  | D
| Each |  |  | $ | [20 empty] | $ | $ |  |  | $
27001 | 27001 | Lampholder, bakelite, batten type, with shade carrier skirt or home office type, shield
| for all lamp with Edison Screw/ Bayonet cap........................................................................................................................ | [21 empty] | 33.32 |  | 5.79 |  | 7.14 |  | 18.49 |  | 27001 |  |  | 27001 | 33.32 5.79 7.14 18.49 | 33.32 | 5.79 | 7.14 | 18.49 | 33.32 | 5.79 | 7.14 | 18.49
27002 | 27002 | Lampholder, bakelite, cordgrip type, with shade carrier etc. for all lamps with Edison
| Screw/ Bayonet cap................................................................................................................................................................. | [21 empty] | 23.57 |  | 4.10 |  | 5.11 |  | 13.35 |  | 27002 |  |  | 27002 | 23.57 4.10 5.11 13.35 | 23.57 | 4.1 | 5.11 | 13.35 | 23.57 | 4.1 | 5.11 | 13.35
27003 | 27003 | Lampholder, porcelain, backplate type, for all lamps with Edison Screw/
| Bayonet cap............................................................................................................................................................................. | [21 empty] | 29.83 |  | 5.79 |  | 7.14 |  | 18.49 |  | 27003 |  |  | 27003 | 29.83 5.79 7.14 18.49 | 29.83 | 5.79 | 7.14 | 18.49 | 29.83 | 5.79 | 7.14 | 18.49
27004 | 27004 | Lampholder, porcelain, backplate type, skirted for all lamps with Edison
| Screw/ Bayonet cap................................................................................................................................................................. | [21 empty] | 29.21 |  | 5.79 |  | 7.14 |  | 18.49 |  | 27004 |  |  | 27004 | 29.21 5.79 7.14 18.49 | 29.21 | 5.79 | 7.14 | 18.49 | 29.21 | 5.79 | 7.14 | 18.49
27005 | 27005 | Lampholder, bakelite, angle batten type, with home office type, shield for
| all lamps with Edison Screw/ Bayonet cap............................................................................................................................ | [21 empty] | 29.96 |  | 5.79 |  | 7.14 |  | 18.49 |  | 27005 |  |  | 27005 | 29.96 5.79 7.14 18.49 | 29.96 | 5.79 | 7.14 | 18.49 | 29.96 | 5.79 | 7.14 | 18.49
27006 | 27006 | Lampholder, brass, threaded for all lamps with Edison Screw/ Bayonet cap........................................................................ | [20 empty] | 41.53 |  | 5.79 |  | 7.14 |  | 18.49 |  | 27006 |  |  | 27006 | 41.53 5.79 7.14 18.49 | 41.53 | 5.79 | 7.14 | 18.49 | 41.53 | 5.79 | 7.14 | 18.49
27007 | 27007 | Lock ring for lampholder........................................................................................................................................................ | [20 empty] | 8.34 |  | 1.78 |  | 2.12 |  | 5.44 |  | 27007 |  |  | 27007 | 8.34 1.78 2.12 5.44 | 8.34 | 1.78 | 2.12 | 5.44 | 8.34 | 1.78 | 2.12 | 5.44
27008 | 27008 | Wedge lampholder for B.C. lamps......................................................................................................................................... | [20 empty] | 8.40 |  | 2.00 |  | 2.45 |  | 6.16 |  | 27008 |  |  | 27008 | 8.40 2.00 2.45 6.16 | 8.4 | 2 | 2.45 | 6.16 | 8.4 | 2 | 2.45 | 6.16
27009 | 27009 | Lampholder for high pressure sodium type lamps (all types)................................................................................................ | [19 empty] | 149.85 |  |  | 14.09 |  | 17.46 |  | 48.05 |  | 27009 |  |  | 27009 | 149.85 14.09 17.46 48.05 | 149.85 | 14.09 | 17.46 | 48.05 | 149.85 | 14.09 | 17.46 | 48.05
27010 | 27010 | Ditto but for low pressure sodium type lamps (all types)...................................................................................................... | [19 empty] | 70.45 |  |  | 9.92 |  | 12.24 |  | 34.23 |  | 27010 |  |  | 27010 | 70.45 9.92 12.24 34.23 | 70.45 | 9.92 | 12.24 | 34.23 | 70.45 | 9.92 | 12.24 | 34.23
27011 | 27011 | Ditto but for tungsten halogen type lamps (all types)............................................................................................................ | [19 empty] | - |  |  | 9.92 |  | 12.24 |  | 34.23 |  | 27011 |  |  | 27011 | - 9.92 12.24 34.23 | #VALUE! | 9.92 | 12.24 | 34.23 | - | 9.92 | 12.24 | 34.23
27012 | 27012 | Ditto but for metal halide MBIL type lamps (all types)......................................................................................................... | [19 empty] | 157.78 |  |  | 14.09 |  | 17.46 |  | 48.05 |  | 27012 |  |  | 27012 | 157.78 14.09 17.46 48.05 | 157.78 | 14.09 | 17.46 | 48.05 | 157.78 | 14.09 | 17.46 | 48.05
27013 | 27013 | Lampholder for tubular fluorescent lamp (all types).............................................................................................................. | [19 empty] | 32.77 |  |  | 4.10 |  | 5.11 |  | 13.35 |  | 27013 |  |  | 27013 | 32.77 4.10 5.11 13.35 | 32.77 | 4.1 | 5.11 | 13.35 | 32.77 | 4.1 | 5.11 | 13.35
27014 | 27014 | Lampholder for compact fluorescent lamp (all types)............................................................................................................ | [19 empty] | 37.32 |  |  | 4.10 |  | 5.11 |  | 13.35 |  | 27014 |  |  | 27014 | 37.32 4.10 5.11 13.35 | 37.32 | 4.1 | 5.11 | 13.35 | 37.32 | 4.1 | 5.11 | 13.35
27015 | 27015 | Lampholder for circular fluorescent lamp (all types)............................................................................................................. | [19 empty] | 31.74 |  |  | 4.10 |  | 5.11 |  | 13.35 |  | 27015 |  |  | 27015 | 31.74 4.10 5.11 13.35 | 31.74 | 4.1 | 5.11 | 13.35 | 31.74 | 4.1 | 5.11 | 13.35
27/14
27 | 27 | ELECTRICAL INSTALLATION - LIGHTING SYSTEM AND FIXTURES | [19 empty] | 27
| Item | Item
| LAMPS |  |  | Take | [21 empty] | Take
| Supply | [23 empty] | down | down |  |  | Fix
| and | [23 empty] | and | and set |  |  | only
| T5 tubular fluorescent tube, 2700K to 6500K : - | [11 empty] | fix | [11 empty] | clear | aside for
| away | [24 empty] | re-use
| A | [23 empty] | B | C |  |  | D
| Each |  |  | $ | [20 empty] | $ | $ |  |  | $
27016 | 27016 | 549 mm long, 14W.................................................................................................................................................................. | [19 empty] | 44.84 |  |  | 2.93 |  | 3.52 |  | 8.88 |  | 27016 |  |  | 27016 | 44.84 2.93 3.52 8.88 | 44.84 | 2.93 | 3.52 | 8.88 | 44.84 | 2.93 | 3.52 | 8.88
27017 | 27017 | 549 mm long, 24W.................................................................................................................................................................. | [19 empty] | 53.03 |  |  | 2.93 |  | 3.52 |  | 8.88 |  | 27017 |  |  | 27017 | 53.03 2.93 3.52 8.88 | 53.03 | 2.93 | 3.52 | 8.88 | 53.03 | 2.93 | 3.52 | 8.88
27018 | 27018 | 849 mm long, 21W.................................................................................................................................................................. | [19 empty] | 47.20 |  |  | 2.93 |  | 3.52 |  | 8.88 |  | 27018 |  |  | 27018 | 47.20 2.93 3.52 8.88 | 47.2 | 2.93 | 3.52 | 8.88 | 47.2 | 2.93 | 3.52 | 8.88
27019 | 27019 | 849 mm long, 39W.................................................................................................................................................................. | [19 empty] | 53.84 |  |  | 2.93 |  | 3.52 |  | 8.88 |  | 27019 |  |  | 27019 | 53.84 2.93 3.52 8.88 | 53.84 | 2.93 | 3.52 | 8.88 | 53.84 | 2.93 | 3.52 | 8.88
27020 | 27020 | 1149 mm long, 28W................................................................................................................................................................ | [19 empty] | 47.48 |  |  | 2.93 |  | 3.52 |  | 8.88 |  | 27020 |  |  | 27020 | 47.48 2.93 3.52 8.88 | 47.48 | 2.93 | 3.52 | 8.88 | 47.48 | 2.93 | 3.52 | 8.88
27021 | 27021 | 1449 mm long, 35W................................................................................................................................................................ | [19 empty] | 50.04 |  |  | 3.49 |  | 4.07 |  | 9.71 |  | 27021 |  |  | 27021 | 50.04 3.49 4.07 9.71 | 50.04 | 3.49 | 4.07 | 9.71 | 50.04 | 3.49 | 4.07 | 9.71
27022 | 27022 | 1449 mm long, 49W................................................................................................................................................................ | [19 empty] | 67.11 |  |  | 3.49 |  | 4.07 |  | 9.71 |  | 27022 |  |  | 27022 | 67.11 3.49 4.07 9.71 | 67.11 | 3.49 | 4.07 | 9.71 | 67.11 | 3.49 | 4.07 | 9.71
27023 | 27023 | 1149 mm long, 54W................................................................................................................................................................ | [19 empty] | 54.99 |  |  | 3.49 |  | 4.07 |  | 9.71 |  | 27023 |  |  | 27023 | 54.99 3.49 4.07 9.71 | 54.99 | 3.49 | 4.07 | 9.71 | 54.99 | 3.49 | 4.07 | 9.71
27024 | 27024 | 1449 mm long, 80W................................................................................................................................................................ | [19 empty] | 67.11 |  |  | 3.49 |  | 4.07 |  | 9.71 |  | 27024 |  |  | 27024 | 67.11 3.49 4.07 9.71 | 67.11 | 3.49 | 4.07 | 9.71 | 67.11 | 3.49 | 4.07 | 9.71
LED lighting tube, suitable for T5/ T8 lighting panel with length : -
Each
27025 | 27025 | Up to 600 mm long, min. lumen output 800 lm each tube ................................................................................................... | [19 empty] | 458.41 |  |  | 12.64 |  | 16.98 |  | 39.80 |  | 27025 |  |  | 27025 | 458.41 12.64 16.98 39.80 | 458.41 | 12.64 | 16.98 | 39.8 | 458.41 | 12.64 | 16.98 | 39.8
27026 | 27026 | 600 - 900 mm long, min. lumen output 1200 lm each tube .................................................................................................. | [19 empty] | 529.96 |  |  | 12.64 |  | 16.98 |  | 39.80 |  | 27026 |  |  | 27026 | 529.96 12.64 16.98 39.80 | 529.96 | 12.64 | 16.98 | 39.8 | 529.96 | 12.64 | 16.98 | 39.8
27027 | 27027 | 900 - 1200 mm long, min. lumen output 1600 lm each tube................................................................................................. | [19 empty] | 583.18 |  |  | 12.64 |  | 16.98 |  | 39.80 |  | 27027 |  |  | 27027 | 583.18 12.64 16.98 39.80 | 583.18 | 12.64 | 16.98 | 39.8 | 583.18 | 12.64 | 16.98 | 39.8
27028 | 27028 | 1200 - 1500 mm long, min. lumen output 2000 lm each tube............................................................................................... | [19 empty] | 637.18 |  |  | 12.64 |  | 16.98 |  | 39.80 |  | 27028 |  |  | 27028 | 637.18 12.64 16.98 39.80 | 637.18 | 12.64 | 16.98 | 39.8 | 637.18 | 12.64 | 16.98 | 39.8
27/15
27 | 27 | ELECTRICAL INSTALLATION - LIGHTING SYSTEM AND FIXTURES | [19 empty] | 27
| Item | Item
| LAMPS (CONT'D) | [5 empty] | Take | [18 empty] | Take
| Supply | [23 empty] | down | down |  |  | Fix
| and | [23 empty] | and | and set |  |  | only
| Circular fluorescent lamp : - | [9 empty] | fix | [13 empty] | clear | aside for
| away | [24 empty] | re-use
| A | [23 empty] | B | C |  |  | D
| Each |  |  | $ | [20 empty] | $ | $ |  |  | $
27029 | 27029 | 22W......................................................................................................................................................................................... | [19 empty] | 30.49 |  |  | 4.08 |  | 5.11 |  | 13.23 |  | 27029 |  |  | 27029 | 30.49 4.08 5.11 13.23 | 30.49 | 4.08 | 5.11 | 13.23 | 30.49 | 4.08 | 5.11 | 13.23
27030 | 27030 | 32W......................................................................................................................................................................................... | [19 empty] | 33.36 |  |  | 4.08 |  | 5.11 |  | 13.23 |  | 27030 |  |  | 27030 | 33.36 4.08 5.11 13.23 | 33.36 | 4.08 | 5.11 | 13.23 | 33.36 | 4.08 | 5.11 | 13.23
27031 | 27031 | 40W......................................................................................................................................................................................... | [19 empty] | 47.43 |  |  | 4.08 |  | 5.11 |  | 13.23 |  | 27031 |  |  | 27031 | 47.43 4.08 5.11 13.23 | 47.43 | 4.08 | 5.11 | 13.23 | 47.43 | 4.08 | 5.11 | 13.23
27032 | 27032 | 60W......................................................................................................................................................................................... | [19 empty] | 52.22 |  |  | 4.08 |  | 5.11 |  | 13.23 |  | 27032 |  |  | 27032 | 52.22 4.08 5.11 13.23 | 52.22 | 4.08 | 5.11 | 13.23 | 52.22 | 4.08 | 5.11 | 13.23
Compact fluorescent lamp : -
Each
27033 | 27033 | 2 pin single turn, 5/ 7W.......................................................................................................................................................... | [19 empty] | 20.99 |  |  | 2.00 |  | 2.45 |  | 6.11 |  | 27033 |  |  | 27033 | 20.99 2.00 2.45 6.11 | 20.99 | 2 | 2.45 | 6.11 | 20.99 | 2 | 2.45 | 6.11
27034 | 27034 | Ditto but 9/ 11W..................................................................................................................................................................... | [19 empty] | 23.43 |  |  | 2.00 |  | 2.45 |  | 6.11 |  | 27034 |  |  | 27034 | 23.43 2.00 2.45 6.11 | 23.43 | 2 | 2.45 | 6.11 | 23.43 | 2 | 2.45 | 6.11
27035 | 27035 | 2 pin double turn, 10/ 13W..................................................................................................................................................... | [19 empty] | 35.46 |  |  | 2.00 |  | 2.45 |  | 6.11 |  | 27035 |  |  | 27035 | 35.46 2.00 2.45 6.11 | 35.46 | 2 | 2.45 | 6.11 | 35.46 | 2 | 2.45 | 6.11
27036 | 27036 | Ditto but 18/ 26W................................................................................................................................................................... | [19 empty] | 44.18 |  |  | 2.00 |  | 2.45 |  | 6.11 |  | 27036 |  |  | 27036 | 44.18 2.00 2.45 6.11 | 44.18 | 2 | 2.45 | 6.11 | 44.18 | 2 | 2.45 | 6.11
27037 | 27037 | 4 pin biaxial long turn, 18/ 24/ 34W ...................................................................................................................................... | [19 empty] | 63.54 |  |  | 2.00 |  | 2.45 |  | 6.11 |  | 27037 |  |  | 27037 | 63.54 2.00 2.45 6.11 | 63.54 | 2 | 2.45 | 6.11 | 63.54 | 2 | 2.45 | 6.11
27038 | 27038 | Ditto but 36/ 40/ 55W............................................................................................................................................................. | [19 empty] | 63.54 |  |  | 2.00 |  | 2.45 |  | 6.11 |  | 27038 |  |  | 27038 | 63.54 2.00 2.45 6.11 | 63.54 | 2 | 2.45 | 6.11 | 63.54 | 2 | 2.45 | 6.11
27039 | 27039 | 4 pin double turn, 10/ 13W..................................................................................................................................................... | [19 empty] | 45.96 |  |  | 2.00 |  | 2.45 |  | 6.11 |  | 27039 |  |  | 27039 | 45.96 2.00 2.45 6.11 | 45.96 | 2 | 2.45 | 6.11 | 45.96 | 2 | 2.45 | 6.11
27040 | 27040 | Ditto but 18/ 26W................................................................................................................................................................... | [19 empty] | 52.28 |  |  | 2.00 |  | 2.45 |  | 6.11 |  | 27040 |  |  | 27040 | 52.28 2.00 2.45 6.11 | 52.28 | 2 | 2.45 | 6.11 | 52.28 | 2 | 2.45 | 6.11
27041 | 27041 | 2 or 4 pin triple turn, 13/ 18/ 26W ......................................................................................................................................... | [19 empty] | 90.98 |  |  | 2.00 |  | 2.45 |  | 6.11 |  | 27041 |  |  | 27041 | 90.98 2.00 2.45 6.11 | 90.98 | 2 | 2.45 | 6.11 | 90.98 | 2 | 2.45 | 6.11
27042 | 27042 | 4 pin triple turn, 32/ 42W ...................................................................................................................................................... | [19 empty] | 104.53 |  |  | 2.00 |  | 2.45 |  | 6.11 |  | 27042 |  |  | 27042 | 104.53 2.00 2.45 6.11 | 104.53 | 2 | 2.45 | 6.11 | 104.53 | 2 | 2.45 | 6.11
27043 | 27043 | 2 pin 2D compact fluorescent lamp........................................................................................................................................ | [19 empty] | 49.90 |  |  | 2.00 |  | 2.45 |  | 6.11 |  | 27043 |  |  | 27043 | 49.90 2.00 2.45 6.11 | 49.9 | 2 | 2.45 | 6.11 | 49.9 | 2 | 2.45 | 6.11
27044 | 27044 | Ditto but 4 pin 28/ 38/ 55 W................................................................................................................................................... | [19 empty] | 80.01 |  |  | 2.00 |  | 2.45 |  | 6.11 |  | 27044 |  |  | 27044 | 80.01 2.00 2.45 6.11 | 80.01 | 2 | 2.45 | 6.11 | 80.01 | 2 | 2.45 | 6.11
27/16
27 | 27 | ELECTRICAL INSTALLATION - LIGHTING SYSTEM AND FIXTURES | [19 empty] | 27
| Item | Item
| LAMPS (CONT'D) | [5 empty] | Take | [18 empty] | Take
| Supply | [23 empty] | down | down |  |  | Fix
| and | [23 empty] | and | and set |  |  | only
| Incandescent lamp : - | [5 empty] | fix | [17 empty] | clear | aside for
| away | [24 empty] | re-use
| A | [23 empty] | B | C |  |  | D
| Each |  |  | $ | [20 empty] | $ | $ |  |  | $
27045 | 27045 | 15/ 25/ 40/ 60W, B15/ B22/ E14/ E27 cap, 35 mm diameter candle type or 45 mm diameter
| golf ball type lamps................................................................................................................................................................. | [20 empty] | - |  |  | 1.17 |  | 2.35 |  | 4.47 |  | 27045 |  |  | 27045 | - 1.17 2.35 4.47 | #VALUE! | 1.17 | 2.35 | 4.47 | - | 1.17 | 2.35 | 4.47
27046 | 27046 | 25/ 40/ 60/ 100W, G.L.S. lamp B15/ B22/ E14/ E27 cap, with clear, pearl or
| colour finish............................................................................................................................................................................ | [20 empty] | - |  |  | 1.17 |  | 2.35 |  | 4.47 |  | 27046 |  |  | 27046 | - 1.17 2.35 4.47 | #VALUE! | 1.17 | 2.35 | 4.47 | - | 1.17 | 2.35 | 4.47
27047 | 27047 | 150W/ 200W, G.L.S. lamp G.E.S. cap, clear or pearl finishes.............................................................................................. | [19 empty] | - |  |  | 2.00 |  | 2.49 |  | 6.19 |  | 27047 |  |  | 27047 | - 2.00 2.49 6.19 | #VALUE! | 2 | 2.49 | 6.19 | - | 2 | 2.49 | 6.19
Halogen lamp : -
Each
27048 | 27048 | Dichroic lamp; in any power rating........................................................................................................................................ | [19 empty] | - |  |  | 2.00 |  | 2.49 |  | 6.19 |  | 27048 |  |  | 27048 | - 2.00 2.49 6.19 | #VALUE! | 2 | 2.49 | 6.19 | - | 2 | 2.49 | 6.19
27049 | 27049 | Aluminium reflector lamp; in any power rating..................................................................................................................... | [19 empty] | - |  |  | 2.00 |  | 2.49 |  | 6.19 |  | 27049 |  |  | 27049 | - 2.00 2.49 6.19 | #VALUE! | 2 | 2.49 | 6.19 | - | 2 | 2.49 | 6.19
27050 | 27050 | Reflector lamp (spot/ flood/ wide flood); in any power rating............................................................................................... | [19 empty] | - |  |  | 2.00 |  | 2.49 |  | 6.19 |  | 27050 |  |  | 27050 | - 2.00 2.49 6.19 | #VALUE! | 2 | 2.49 | 6.19 | - | 2 | 2.49 | 6.19
27051 | 27051 | Single-end/ double-end; in any power rating......................................................................................................................... | [19 empty] | - |  |  | 2.00 |  | 2.49 |  | 6.19 |  | 27051 |  |  | 27051 | - 2.00 2.49 6.19 | #VALUE! | 2 | 2.49 | 6.19 | - | 2 | 2.49 | 6.19
Induction lamp : -
Each
27052 | 27052 | Up to 60W............................................................................................................................................................................... | [19 empty] | 632.80 |  |  | 2.00 |  | 2.49 |  | 6.19 |  | 27052 |  |  | 27052 | 632.80 2.00 2.49 6.19 | 632.8 | 2 | 2.49 | 6.19 | 632.8 | 2 | 2.49 | 6.19
27053 | 27053 | 60 - 80W.................................................................................................................................................................................. | [19 empty] | 779.70 |  |  | 2.00 |  | 2.49 |  | 6.19 |  | 27053 |  |  | 27053 | 779.70 2.00 2.49 6.19 | 779.7 | 2 | 2.49 | 6.19 | 779.7 | 2 | 2.49 | 6.19
27054 | 27054 | 80 - 120W................................................................................................................................................................................ | [19 empty] | 926.60 |  |  | 2.00 |  | 2.49 |  | 6.19 |  | 27054 |  |  | 27054 | 926.60 2.00 2.49 6.19 | 926.6 | 2 | 2.49 | 6.19 | 926.6 | 2 | 2.49 | 6.19
27055 | 27055 | 120 - 200W.............................................................................................................................................................................. | [18 empty] | 1,220.60 |  |  |  | 2.00 |  | 2.49 |  | 6.19 |  | 27055 |  |  | 27055 | 1,220.60 2.00 2.49 6.19 | 1220.6 | 2 | 2.49 | 6.19 | 1220.6 | 2 | 2.49 | 6.19
Low pressure sodium lamp : -
Each
27056 | 27056 | 26/ 35W................................................................................................................................................................................... | [18 empty] | 230.62 |  |  |  | 7.85 |  | 9.52 |  | 23.63 |  | 27056 |  |  | 27056 | 230.62 7.85 9.52 23.63 | 230.62 | 7.85 | 9.52 | 23.63 | 230.62 | 7.85 | 9.52 | 23.63
27057 | 27057 | 35/ 55W................................................................................................................................................................................... | [18 empty] | 242.14 |  |  |  | 7.85 |  | 9.52 |  | 23.63 |  | 27057 |  |  | 27057 | 242.14 7.85 9.52 23.63 | 242.14 | 7.85 | 9.52 | 23.63 | 242.14 | 7.85 | 9.52 | 23.63
27058 | 27058 | 66/ 90W................................................................................................................................................................................... | [18 empty] | 330.69 |  |  |  | 7.85 |  | 9.52 |  | 23.63 |  | 27058 |  |  | 27058 | 330.69 7.85 9.52 23.63 | 330.69 | 7.85 | 9.52 | 23.63 | 330.69 | 7.85 | 9.52 | 23.63
27059 | 27059 | 90/ 135W................................................................................................................................................................................. | [18 empty] | 343.10 |  |  |  | 7.85 |  | 9.52 |  | 23.63 |  | 27059 |  |  | 27059 | 343.10 7.85 9.52 23.63 | 343.1 | 7.85 | 9.52 | 23.63 | 343.1 | 7.85 | 9.52 | 23.63
27/17
27 | 27 | ELECTRICAL INSTALLATION - LIGHTING SYSTEM AND FIXTURES | [18 empty] | 27
| Item | Item
| LAMPS (CONT'D) | [5 empty] | Take | [18 empty] | Take
| Supply | [23 empty] | down | down |  |  | Fix
| and | [23 empty] | and | and set |  |  | only
| Metal halide lamp : - |  |  |  |  | fix | [18 empty] | clear | aside for
| away | [24 empty] | re-use
| A | [23 empty] | B | C |  |  | D
| Each |  |  | $ | [20 empty] | $ | $ |  |  | $
27060 | 27060 | 35W reflector - ceramic........................................................................................................................................................... | [18 empty] | 452.81 |  |  |  | 7.85 |  | 9.52 |  | 23.63 |  | 27060 |  |  | 27060 | 452.81 7.85 9.52 23.63 | 452.81 | 7.85 | 9.52 | 23.63 | 452.81 | 7.85 | 9.52 | 23.63
27061 | 27061 | 70/ 150W double-end compact............................................................................................................................................... | [18 empty] | 144.08 |  |  |  | 7.85 |  | 9.52 |  | 23.63 |  | 27061 |  |  | 27061 | 144.08 7.85 9.52 23.63 | 144.08 | 7.85 | 9.52 | 23.63 | 144.08 | 7.85 | 9.52 | 23.63
27062 | 27062 | 250W double-end compact..................................................................................................................................................... | [18 empty] | 712.70 |  |  |  | 7.85 |  | 9.52 |  | 23.63 |  | 27062 |  |  | 27062 | 712.70 7.85 9.52 23.63 | 712.7 | 7.85 | 9.52 | 23.63 | 712.7 | 7.85 | 9.52 | 23.63
27063 | 27063 | 400W double-end compact..................................................................................................................................................... | [18 empty] | 742.01 |  |  |  | 7.85 |  | 9.52 |  | 23.63 |  | 27063 |  |  | 27063 | 742.01 7.85 9.52 23.63 | 742.01 | 7.85 | 9.52 | 23.63 | 742.01 | 7.85 | 9.52 | 23.63
27064 | 27064 | 70/ 150W double-end compact - ceramic............................................................................................................................... | [18 empty] | 343.03 |  |  |  | 7.85 |  | 9.52 |  | 23.63 |  | 27064 |  |  | 27064 | 343.03 7.85 9.52 23.63 | 343.03 | 7.85 | 9.52 | 23.63 | 343.03 | 7.85 | 9.52 | 23.63
27065 | 27065 | 70/ 150W single-end compact................................................................................................................................................ | [18 empty] | 184.30 |  |  |  | 7.85 |  | 9.52 |  | 23.63 |  | 27065 |  |  | 27065 | 184.30 7.85 9.52 23.63 | 184.3 | 7.85 | 9.52 | 23.63 | 184.3 | 7.85 | 9.52 | 23.63
27066 | 27066 | 200W single-end compact....................................................................................................................................................... | [18 empty] | 360.72 |  |  |  | 7.85 |  | 9.52 |  | 23.63 |  | 27066 |  |  | 27066 | 360.72 7.85 9.52 23.63 | 360.72 | 7.85 | 9.52 | 23.63 | 360.72 | 7.85 | 9.52 | 23.63
27067 | 27067 | 35/ 70W single-end compact - ceramic.................................................................................................................................. | [18 empty] | 384.80 |  |  |  | 7.85 |  | 9.52 |  | 23.63 |  | 27067 |  |  | 27067 | 384.80 7.85 9.52 23.63 | 384.8 | 7.85 | 9.52 | 23.63 | 384.8 | 7.85 | 9.52 | 23.63
27068 | 27068 | 150W single-end compact - ceramic...................................................................................................................................... | [18 empty] | 397.14 |  |  |  | 7.85 |  | 9.52 |  | 23.63 |  | 27068 |  |  | 27068 | 397.14 7.85 9.52 23.63 | 397.14 | 7.85 | 9.52 | 23.63 | 397.14 | 7.85 | 9.52 | 23.63
27069 | 27069 | 70W MBIF, elliptical coated................................................................................................................................................... | [18 empty] | 299.44 |  |  |  | 7.85 |  | 9.52 |  | 23.63 |  | 27069 |  |  | 27069 | 299.44 7.85 9.52 23.63 | 299.44 | 7.85 | 9.52 | 23.63 | 299.44 | 7.85 | 9.52 | 23.63
27070 | 27070 | 100/ 250W MBIF, elliptical coated........................................................................................................................................ | [18 empty] | 308.07 |  |  |  | 7.85 |  | 9.52 |  | 23.63 |  | 27070 |  |  | 27070 | 308.07 7.85 9.52 23.63 | 308.07 | 7.85 | 9.52 | 23.63 | 308.07 | 7.85 | 9.52 | 23.63
27071 | 27071 | 400W MBIF, elliptical coated................................................................................................................................................. | [18 empty] | 340.61 |  |  |  | 7.85 |  | 9.52 |  | 23.63 |  | 27071 |  |  | 27071 | 340.61 7.85 9.52 23.63 | 340.61 | 7.85 | 9.52 | 23.63 | 340.61 | 7.85 | 9.52 | 23.63
27072 | 27072 | 250W tubular clear.................................................................................................................................................................. | [18 empty] | 286.20 |  |  |  | 7.85 |  | 9.52 |  | 23.63 |  | 27072 |  |  | 27072 | 286.20 7.85 9.52 23.63 | 286.2 | 7.85 | 9.52 | 23.63 | 286.2 | 7.85 | 9.52 | 23.63
27073 | 27073 | 400W tubular clear.................................................................................................................................................................. | [18 empty] | 302.05 |  |  |  | 7.85 |  | 9.52 |  | 23.63 |  | 27073 |  |  | 27073 | 302.05 7.85 9.52 23.63 | 302.05 | 7.85 | 9.52 | 23.63 | 302.05 | 7.85 | 9.52 | 23.63
27074 | 27074 | 1000W tubular clear................................................................................................................................................................ | [18 empty] | 868.12 |  |  |  | 9.56 |  | 11.87 |  | 32.56 |  | 27074 |  |  | 27074 | 868.12 9.56 11.87 32.56 | 868.12 | 9.56 | 11.87 | 32.56 | 868.12 | 9.56 | 11.87 | 32.56
27075 | 27075 | 750W MBIL double-end......................................................................................................................................................... | [18 empty] | 463.33 |  |  |  | 9.56 |  | 11.87 |  | 32.56 |  | 27075 |  |  | 27075 | 463.33 9.56 11.87 32.56 | 463.33 | 9.56 | 11.87 | 32.56 | 463.33 | 9.56 | 11.87 | 32.56
27076 | 27076 | 1500W MBIL double-end....................................................................................................................................................... | [18 empty] | 987.47 |  |  |  | 9.56 |  | 11.87 |  | 32.56 |  | 27076 |  |  | 27076 | 987.47 9.56 11.87 32.56 | 987.47 | 9.56 | 11.87 | 32.56 | 987.47 | 9.56 | 11.87 | 32.56
27077 | 27077 | 2000W MBIL double-end....................................................................................................................................................... | [18 empty] | 1,962.07 |  |  |  | 9.56 |  | 11.87 |  | 32.56 |  | 27077 |  |  | 27077 | 1,962.07 9.56 11.87 32.56 | 1962.07 | 9.56 | 11.87 | 32.56 | 1962.07 | 9.56 | 11.87 | 32.56
27078 | 27078 | 70/ 150W compact metal halide............................................................................................................................................. | [18 empty] | 399.97 |  |  |  | 7.85 |  | 9.52 |  | 23.63 |  | 27078 |  |  | 27078 | 399.97 7.85 9.52 23.63 | 399.97 | 7.85 | 9.52 | 23.63 | 399.97 | 7.85 | 9.52 | 23.63
27079 | 27079 | 1000W compact metal halide................................................................................................................................................. | [18 empty] | 1,636.92 |  |  |  | 9.56 |  | 11.87 |  | 32.56 |  | 27079 |  |  | 27079 | 1,636.92 9.56 11.87 32.56 | 1636.92 | 9.56 | 11.87 | 32.56 | 1636.92 | 9.56 | 11.87 | 32.56
High pressure sodium lamp (Standard) : -
Each
27080 | 27080 | 50/ 70W SON-E...................................................................................................................................................................... | [18 empty] | 143.78 |  |  |  | 7.85 |  | 9.52 |  | 23.63 |  | 27080 |  |  | 27080 | 143.78 7.85 9.52 23.63 | 143.78 | 7.85 | 9.52 | 23.63 | 143.78 | 7.85 | 9.52 | 23.63
27081 | 27081 | 70W SON-I/ SON-T................................................................................................................................................................ | [18 empty] | 155.94 |  |  |  | 7.85 |  | 9.52 |  | 23.63 |  | 27081 |  |  | 27081 | 155.94 7.85 9.52 23.63 | 155.94 | 7.85 | 9.52 | 23.63 | 155.94 | 7.85 | 9.52 | 23.63
27082 | 27082 | 100W SON-E/ SON-T............................................................................................................................................................ | [18 empty] | 180.53 |  |  |  | 7.85 |  | 9.52 |  | 23.63 |  | 27082 |  |  | 27082 | 180.53 7.85 9.52 23.63 | 180.53 | 7.85 | 9.52 | 23.63 | 180.53 | 7.85 | 9.52 | 23.63
27083 | 27083 | 110/ 150W SON-E/ SON-T.................................................................................................................................................... | [18 empty] | 190.86 |  |  |  | 7.85 |  | 9.52 |  | 23.63 |  | 27083 |  |  | 27083 | 190.86 7.85 9.52 23.63 | 190.86 | 7.85 | 9.52 | 23.63 | 190.86 | 7.85 | 9.52 | 23.63
27084 | 27084 | 250W SON/ SON-T................................................................................................................................................................ | [18 empty] | 199.63 |  |  |  | 7.85 |  | 9.52 |  | 23.63 |  | 27084 |  |  | 27084 | 199.63 7.85 9.52 23.63 | 199.63 | 7.85 | 9.52 | 23.63 | 199.63 | 7.85 | 9.52 | 23.63
27085 | 27085 | 400W SON/ SON-T................................................................................................................................................................ | [18 empty] | 202.70 |  |  |  | 7.85 |  | 9.52 |  | 23.63 |  | 27085 |  |  | 27085 | 202.70 7.85 9.52 23.63 | 202.7 | 7.85 | 9.52 | 23.63 | 202.7 | 7.85 | 9.52 | 23.63
27086 | 27086 | 1000W SON-T........................................................................................................................................................................ | [18 empty] | 776.27 |  |  |  | 7.85 |  | 9.52 |  | 23.63 |  | 27086 |  |  | 27086 | 776.27 7.85 9.52 23.63 | 776.27 | 7.85 | 9.52 | 23.63 | 776.27 | 7.85 | 9.52 | 23.63
27/18
27 | 27 | ELECTRICAL INSTALLATION - LIGHTING SYSTEM AND FIXTURES | [18 empty] | 27
| Item | Item
| LAMPS (CONT'D) | [5 empty] | Take | [18 empty] | Take
| Supply | [23 empty] | down | down |  |  | Fix
| and | [23 empty] | and | and set |  |  | only
| High pressure sodium lamp (Special) : - | [9 empty] | fix | [13 empty] | clear | aside for
| away | [24 empty] | re-use
| A | [23 empty] | B | C |  |  | D
| Each |  |  | $ | [20 empty] | $ | $ |  |  | $
27087 | 27087 | 50/ 70W high lumen output.................................................................................................................................................... | [18 empty] | 172.50 |  |  |  | 7.85 |  | 9.52 |  | 23.63 |  | 27087 |  |  | 27087 | 172.50 7.85 9.52 23.63 | 172.5 | 7.85 | 9.52 | 23.63 | 172.5 | 7.85 | 9.52 | 23.63
27088 | 27088 | 100/ 150W high lumen output................................................................................................................................................ | [18 empty] | 203.32 |  |  |  | 7.85 |  | 9.52 |  | 23.63 |  | 27088 |  |  | 27088 | 203.32 7.85 9.52 23.63 | 203.32 | 7.85 | 9.52 | 23.63 | 203.32 | 7.85 | 9.52 | 23.63
27089 | 27089 | 250/ 400W high lumen output................................................................................................................................................ | [18 empty] | 216.60 |  |  |  | 7.85 |  | 9.52 |  | 23.63 |  | 27089 |  |  | 27089 | 216.60 7.85 9.52 23.63 | 216.6 | 7.85 | 9.52 | 23.63 | 216.6 | 7.85 | 9.52 | 23.63
27090 | 27090 | 150W colour temperature not less than 2150K...................................................................................................................... | [18 empty] | 249.05 |  |  |  | 7.83 |  | 9.51 |  | 23.61 |  | 27090 |  |  | 27090 | 249.05 7.83 9.51 23.61 | 249.05 | 7.83 | 9.51 | 23.61 | 249.05 | 7.83 | 9.51 | 23.61
27091 | 27091 | 250W colour temperature not less than 2150K...................................................................................................................... | [18 empty] | 301.81 |  |  |  | 7.83 |  | 9.51 |  | 23.61 |  | 27091 |  |  | 27091 | 301.81 7.83 9.51 23.61 | 301.81 | 7.83 | 9.51 | 23.61 | 301.81 | 7.83 | 9.51 | 23.61
27092 | 27092 | 400W colour temperature not less than 2150K...................................................................................................................... | [18 empty] | 375.60 |  |  |  | 7.83 |  | 9.51 |  | 23.61 |  | 27092 |  |  | 27092 | 375.60 7.83 9.51 23.61 | 375.6 | 7.83 | 9.51 | 23.61 | 375.6 | 7.83 | 9.51 | 23.61
27093 | 27093 | 35/ 50W WHITE SON............................................................................................................................................................ | [18 empty] | 348.40 |  |  |  | 7.83 |  | 9.51 |  | 23.61 |  | 27093 |  |  | 27093 | 348.40 7.83 9.51 23.61 | 348.4 | 7.83 | 9.51 | 23.61 | 348.4 | 7.83 | 9.51 | 23.61
27094 | 27094 | 100W WHITE SON................................................................................................................................................................ | [18 empty] | 373.07 |  |  |  | 7.83 |  | 9.51 |  | 23.61 |  | 27094 |  |  | 27094 | 373.07 7.83 9.51 23.61 | 373.07 | 7.83 | 9.51 | 23.61 | 373.07 | 7.83 | 9.51 | 23.61
27095 | 27095 | 150W WHITE SON................................................................................................................................................................ | [18 empty] | 402.18 |  |  |  | 7.83 |  | 9.51 |  | 23.61 |  | 27095 |  |  | 27095 | 402.18 7.83 9.51 23.61 | 402.18 | 7.83 | 9.51 | 23.61 | 402.18 | 7.83 | 9.51 | 23.61
27096 | 27096 | 250W WHITE SON................................................................................................................................................................ | [18 empty] | 440.92 |  |  |  | 7.83 |  | 9.51 |  | 23.61 |  | 27096 |  |  | 27096 | 440.92 7.83 9.51 23.61 | 440.92 | 7.83 | 9.51 | 23.61 | 440.92 | 7.83 | 9.51 | 23.61
27097 | 27097 | 70/ 150W double-end.............................................................................................................................................................. | [18 empty] | 358.69 |  |  |  | 7.83 |  | 9.51 |  | 23.61 |  | 27097 |  |  | 27097 | 358.69 7.83 9.51 23.61 | 358.69 | 7.83 | 9.51 | 23.61 | 358.69 | 7.83 | 9.51 | 23.61
27098 | 27098 | 250W double-end.................................................................................................................................................................... | [18 empty] | 447.86 |  |  |  | 7.83 |  | 9.51 |  | 23.61 |  | 27098 |  |  | 27098 | 447.86 7.83 9.51 23.61 | 447.86 | 7.83 | 9.51 | 23.61 | 447.86 | 7.83 | 9.51 | 23.61
27099 | 27099 | 400W double-end.................................................................................................................................................................... | [18 empty] | 497.06 |  |  |  | 7.83 |  | 9.51 |  | 23.61 |  | 27099 |  |  | 27099 | 497.06 7.83 9.51 23.61 | 497.06 | 7.83 | 9.51 | 23.61 | 497.06 | 7.83 | 9.51 | 23.61
27100 | 27100 | 70W reflector........................................................................................................................................................................... | [18 empty] | 306.66 |  |  |  | 7.83 |  | 9.51 |  | 23.61 |  | 27100 |  |  | 27100 | 306.66 7.83 9.51 23.61 | 306.66 | 7.83 | 9.51 | 23.61 | 306.66 | 7.83 | 9.51 | 23.61
High pressure mercury discharge lamp : -
Each
27101 | 27101 | 50/ 80/ 125/ 250/ 400/ 450/ 700 W MBF............................................................................................................................... | [18 empty] | - |  |  |  | 7.83 |  | 9.51 |  | 23.61 |  | 27101 |  |  | 27101 | - 7.83 9.51 23.61 | #VALUE! | 7.83 | 9.51 | 23.61 | - | 7.83 | 9.51 | 23.61
Other lamps : -
Each
27102 | 27102 | Energy saving lamp 9/ 11/ 13/ 15/ 18W, E14/ E27 lamp base.............................................................................................. | [18 empty] | 41.95 |  |  |  | 1.17 |  | 1.56 |  | 4.43 |  | 27102 |  |  | 27102 | 41.95 1.17 1.56 4.43 | 41.95 | 1.17 | 1.56 | 4.43 | 41.95 | 1.17 | 1.56 | 4.43
27103 | 27103 | Energy saving lamp 20/ 25W, E14/ E27 lamp base............................................................................................................... | [18 empty] | 67.40 |  |  |  | 1.17 |  | 1.56 |  | 4.43 |  | 27103 |  |  | 27103 | 67.40 1.17 1.56 4.43 | 67.4 | 1.17 | 1.56 | 4.43 | 67.4 | 1.17 | 1.56 | 4.43
27104 | 27104 | Energy saving lamp, globe type 9/ 11/ 13/ 15/ 18W.............................................................................................................. | [18 empty] | 49.54 |  |  |  | 1.17 |  | 1.56 |  | 4.43 |  | 27104 |  |  | 27104 | 49.54 1.17 1.56 4.43 | 49.54 | 1.17 | 1.56 | 4.43 | 49.54 | 1.17 | 1.56 | 4.43
27105 | 27105 | Energy saving lamp, globe type 20/ 25W............................................................................................................................... | [18 empty] | 57.29 |  |  |  | 1.17 |  | 1.56 |  | 4.43 |  | 27105 |  |  | 27105 | 57.29 1.17 1.56 4.43 | 57.29 | 1.17 | 1.56 | 4.43 | 57.29 | 1.17 | 1.56 | 4.43
27106 | 27106 | 24V, 75/ 55W, sealed beam lamp bulb for underwater floodlight........................................................................................ | [18 empty] | 74.18 |  |  |  | 7.83 |  | 10.03 |  | 23.61 |  | 27106 |  |  | 27106 | 74.18 7.83 10.03 23.61 | 74.18 | 7.83 | 10.03 | 23.61 | 74.18 | 7.83 | 10.03 | 23.61
27107 | 27107 | Dimmable energy saving lamp 9/ 11/ 13/ 15/ 18W ............................................................................................................... | [18 empty] | 194.81 |  |  |  | 1.17 |  | 1.56 |  | 4.43 |  | 27107 |  |  | 27107 | 194.81 1.17 1.56 4.43 | 194.81 | 1.17 | 1.56 | 4.43 | 194.81 | 1.17 | 1.56 | 4.43
27108 | 27108 | LED lamp, 12V 3 - 5W, GU 5.3 ............................................................................................................................................ | [18 empty] | 519.48 |  |  |  | 10.50 |  | 14.04 |  | 36.35 |  | 27108 |  |  | 27108 | 519.48 10.50 14.04 36.35 | 519.48 | 10.5 | 14.04 | 36.35 | 519.48 | 10.5 | 14.04 | 36.35
27109 | 27109 | LED lamp, 12V 5 - 7W, GU 5.3 ............................................................................................................................................ | [18 empty] | 730.42 |  |  |  | 10.50 |  | 14.04 |  | 36.35 |  | 27109 |  |  | 27109 | 730.42 10.50 14.04 36.35 | 730.42 | 10.5 | 14.04 | 36.35 | 730.42 | 10.5 | 14.04 | 36.35
27/19
27 | 27 | ELECTRICAL INSTALLATION - LIGHTING SYSTEM AND FIXTURES | [18 empty] | 27
| Item | Item
FLUORESCENT LIGHTING FITTINGS
| Take | [24 empty] | Take
| Supply | [23 empty] | down | down |  |  | Fix
| Surface mounted modular vandal resistant fluorescent lighting fitting c/w T5 | [16 empty] | and | [6 empty] | and | and set |  |  | only
| electronic ballast, fluorescent tube, (one electronic ballast for each set of | [16 empty] | fix | [6 empty] | clear | aside for
| fluorescent tube), aluminium louvres/ reflectors, anti-vibration devices | [16 empty] | away | [7 empty] | re-use
and polycarbonate diffusers : -
| A | [23 empty] | B | C |  |  | D
| Each |  |  | $ | [20 empty] | $ | $ |  |  | $
27110 | 27110 | 200 x 600 mm, 1 x 14W, single tube...................................................................................................................................... | [18 empty] | 856.71 |  |  |  | 30.60 |  | 36.24 |  | 97.20 |  | 27110 |  |  | 27110 | 856.71 30.60 36.24 97.20 | 856.71 | 30.6 | 36.24 | 97.2 | 856.71 | 30.6 | 36.24 | 97.2
27111 | 27111 | 200 x 600 mm, 1 x 14W, single tube, IP54, impact resistance IK10..................................................................................... | [18 empty] | 1,182.32 |  |  |  | 30.60 |  | 36.24 |  | 97.20 |  | 27111 |  |  | 27111 | 1,182.32 30.60 36.24 97.20 | 1182.32 | 30.6 | 36.24 | 97.2 | 1182.32 | 30.6 | 36.24 | 97.2
27112 | 27112 | 300 x 600 mm, 1 x 14W, single tube, matt-satin polycarbonate green cross blades,
| dimmable electronic ballast.................................................................................................................................................... | [19 empty] | 874.04 |  |  |  | 34.28 |  | 40.59 |  | 103.60 |  | 27112 |  |  | 27112 | 874.04 34.28 40.59 103.60 | 874.04 | 34.28 | 40.59 | 103.6 | 874.04 | 34.28 | 40.59 | 103.6
27113 | 27113 | 300 x 600 mm, 2 x 14W, twin tube........................................................................................................................................ | [18 empty] | 933.83 |  |  |  | 34.28 |  | 40.59 |  | 103.60 |  | 27113 |  |  | 27113 | 933.83 34.28 40.59 103.60 | 933.83 | 34.28 | 40.59 | 103.6 | 933.83 | 34.28 | 40.59 | 103.6
27114 | 27114 | 300 x 600 mm, 2 x 14W, twin tube, IP54 c/w emergency power pack................................................................................. | [18 empty] | 1,917.32 |  |  |  | 34.28 |  | 40.59 |  | 103.60 |  | 27114 |  |  | 27114 | 1,917.32 34.28 40.59 103.60 | 1917.32 | 34.28 | 40.59 | 103.6 | 1917.32 | 34.28 | 40.59 | 103.6
27115 | 27115 | 300 x 600 mm, 2 x 14W, twin tube, IP54 c/w 1 x 10W PLC night light.............................................................................. | [18 empty] | 1,680.07 |  |  |  | 34.28 |  | 40.59 |  | 103.60 |  | 27115 |  |  | 27115 | 1,680.07 34.28 40.59 103.60 | 1680.07 | 34.28 | 40.59 | 103.6 | 1680.07 | 34.28 | 40.59 | 103.6
27116 | 27116 | 600 x 600 mm, 3 x 14W, triple tube, IP54, impact resistance IK10...................................................................................... | [18 empty] | 2,067.73 |  |  |  | 34.28 |  | 40.59 |  | 103.60 |  | 27116 |  |  | 27116 | 2,067.73 34.28 40.59 103.60 | 2067.73 | 34.28 | 40.59 | 103.6 | 2067.73 | 34.28 | 40.59 | 103.6
27117 | 27117 | 600 x 600 mm, 3 x 14W, triple tube, IP54, impact resistance IK10
| c/w NiMH emergency power pack......................................................................................................................................... | [19 empty] | 2,318.74 |  |  |  | 34.28 |  | 40.59 |  | 103.60 |  | 27117 |  |  | 27117 | 2,318.74 34.28 40.59 103.60 | 2318.74 | 34.28 | 40.59 | 103.6 | 2318.74 | 34.28 | 40.59 | 103.6
27118 | 27118 | 200 x 1200 mm, 1 x 28W, single tube.................................................................................................................................... | [18 empty] | 891.88 |  |  |  | 30.60 |  | 36.24 |  | 97.20 |  | 27118 |  |  | 27118 | 891.88 30.60 36.24 97.20 | 891.88 | 30.6 | 36.24 | 97.2 | 891.88 | 30.6 | 36.24 | 97.2
27119 | 27119 | 200 x 1200 mm, 1 x 28W, single tube, IP54, impact resistance IK10................................................................................... | [18 empty] | 1,380.97 |  |  |  | 30.60 |  | 36.24 |  | 97.20 |  | 27119 |  |  | 27119 | 1,380.97 30.60 36.24 97.20 | 1380.97 | 30.6 | 36.24 | 97.2 | 1380.97 | 30.6 | 36.24 | 97.2
27120 | 27120 | 300 x 1200 mm, 2 x 28W, twin tube...................................................................................................................................... | [18 empty] | 1,094.63 |  |  |  | 34.28 |  | 40.59 |  | 103.60 |  | 27120 |  |  | 27120 | 1,094.63 34.28 40.59 103.60 | 1094.63 | 34.28 | 40.59 | 103.6 | 1094.63 | 34.28 | 40.59 | 103.6
27121 | 27121 | 300 x 1200 mm, 2 x 28W, twin tube, IP54, impact resistance IK10
| c/w 2-hour NiMH emergency power pack.............................................................................................................................. | [19 empty] | 1,924.62 |  |  |  | 34.28 |  | 40.59 |  | 103.60 |  | 27121 |  |  | 27121 | 1,924.62 34.28 40.59 103.60 | 1924.62 | 34.28 | 40.59 | 103.6 | 1924.62 | 34.28 | 40.59 | 103.6
27122 | 27122 | 300 x 1200 mm, 2 x 28W, twin tube, impact resistance IK10 c/w parabolic side reflector................................................. | [18 empty] | 1,289.50 |  |  |  | 34.28 |  | 40.59 |  | 103.60 |  | 27122 |  |  | 27122 | 1,289.50 34.28 40.59 103.60 | 1289.5 | 34.28 | 40.59 | 103.6 | 1289.5 | 34.28 | 40.59 | 103.6
27123 | 27123 | 300 x 1200 mm, 2 x 28W, twin tube, IP54, impact resistance IK10 c/w night light............................................................ | [18 empty] | 1,732.16 |  |  |  | 34.28 |  | 40.59 |  | 103.60 |  | 27123 |  |  | 27123 | 1,732.16 34.28 40.59 103.60 | 1732.16 | 34.28 | 40.59 | 103.6 | 1732.16 | 34.28 | 40.59 | 103.6
27124 | 27124 | 250 x 1200 mm, 2 x 28W, twin tube, impact resistance IK10............................................................................................... | [18 empty] | 1,497.53 |  |  |  | 34.28 |  | 40.59 |  | 103.60 |  | 27124 |  |  | 27124 | 1,497.53 34.28 40.59 103.60 | 1497.53 | 34.28 | 40.59 | 103.6 | 1497.53 | 34.28 | 40.59 | 103.6
27125 | 27125 | 200 x 1500 mm, 1 x 35W, single tube.................................................................................................................................... | [18 empty] | 1,244.86 |  |  |  | 32.49 |  | 39.32 |  | 103.12 |  | 27125 |  |  | 27125 | 1,244.86 32.49 39.32 103.12 | 1244.86 | 32.49 | 39.32 | 103.12 | 1244.86 | 32.49 | 39.32 | 103.12
27126 | 27126 | 200 x 1500 mm, 1 x 35W, single tube, IP54, impact resistance IK10................................................................................... | [18 empty] | 1,749.61 |  |  |  | 32.49 |  | 39.32 |  | 103.12 |  | 27126 |  |  | 27126 | 1,749.61 32.49 39.32 103.12 | 1749.61 | 32.49 | 39.32 | 103.12 | 1749.61 | 32.49 | 39.32 | 103.12
27127 | 27127 | 300 x 1500 mm, 2 x 35W, twin tube...................................................................................................................................... | [18 empty] | 1,328.73 |  |  |  | 38.12 |  | 44.66 |  | 110.25 |  | 27127 |  |  | 27127 | 1,328.73 38.12 44.66 110.25 | 1328.73 | 38.12 | 44.66 | 110.25 | 1328.73 | 38.12 | 44.66 | 110.25
27128 | 27128 | 300 x 1500 mm, 2 x 35W, twin tube, IP54, impact resistance IK10
| c/w self-contained emergency NiMH power pack................................................................................................................. | [19 empty] | 2,676.50 |  |  |  | 38.12 |  | 44.66 |  | 110.25 |  | 27128 |  |  | 27128 | 2,676.50 38.12 44.66 110.25 | 2676.5 | 38.12 | 44.66 | 110.25 | 2676.5 | 38.12 | 44.66 | 110.25
27129 | 27129 | 300 x 1500 mm, 2 x 35W, twin tube c/w parabolic side reflector......................................................................................... | [18 empty] | 1,793.26 |  |  |  | 38.12 |  | 44.66 |  | 110.25 |  | 27129 |  |  | 27129 | 1,793.26 38.12 44.66 110.25 | 1793.26 | 38.12 | 44.66 | 110.25 | 1793.26 | 38.12 | 44.66 | 110.25
27130 | 27130 | 600 x 1200 mm, 3 x 28W, triple tube c/w parabolic side reflector........................................................................................ | [18 empty] | 2,510.12 |  |  |  | 38.12 |  | 44.66 |  | 110.25 |  | 27130 |  |  | 27130 | 2,510.12 38.12 44.66 110.25 | 2510.12 | 38.12 | 44.66 | 110.25 | 2510.12 | 38.12 | 44.66 | 110.25
27131 | 27131 | 600 x 1200 mm, 3 x 28W, triple tube, IP54 c/w emergency power pack, impact resistance IK10...................................... | [18 empty] | 3,744.99 |  |  |  | 38.12 |  | 44.66 |  | 110.25 |  | 27131 |  |  | 27131 | 3,744.99 38.12 44.66 110.25 | 3744.99 | 38.12 | 44.66 | 110.25 | 3744.99 | 38.12 | 44.66 | 110.25
27132 | 27132 | 600 x 1200 mm, 3 x 28W, triple tube, IP54 c/w night light, impact resistance IK10........................................................... | [18 empty] | 3,368.47 |  |  |  | 38.12 |  | 44.66 |  | 110.25 |  | 27132 |  |  | 27132 | 3,368.47 38.12 44.66 110.25 | 3368.47 | 38.12 | 44.66 | 110.25 | 3368.47 | 38.12 | 44.66 | 110.25
27/20
27 | 27 | ELECTRICAL INSTALLATION - LIGHTING SYSTEM AND FIXTURES | [18 empty] | 27
| Item | Item
FLUORESCENT LIGHTING FITTINGS (CONT'D)
| Take | [24 empty] | Take
| Supply | [23 empty] | down | down |  |  | Fix
| Surface mounted fluorescent light fitting c/w T5 fluorescent tube, T5 electronic | [16 empty] | and | [6 empty] | and | and set |  |  | only
| control gear/ electronic ballast (one electronic ballast for each set of fluorescent | [16 empty] | fix | [6 empty] | clear | aside for
| tube) : - |  |  | away | [21 empty] | re-use
| A | [23 empty] | B | C |  |  | D
| Each |  |  | $ | [20 empty] | $ | $ |  |  | $
27133 | 27133 | 600 mm, 1 x 14W, batten type similar to SFA 50 ................................................................................................................. | [18 empty] | 219.67 |  |  |  | 21.27 |  | 26.55 |  | 71.28 |  | 27133 |  |  | 27133 | 219.67 21.27 26.55 71.28 | 219.67 | 21.27 | 26.55 | 71.28 | 219.67 | 21.27 | 26.55 | 71.28
27134 | 27134 | 600 mm, 2 x 14W, batten type similar to SFA 69.................................................................................................................. | [18 empty] | 319.46 |  |  |  | 23.27 |  | 29.52 |  | 82.25 |  | 27134 |  |  | 27134 | 319.46 23.27 29.52 82.25 | 319.46 | 23.27 | 29.52 | 82.25 | 319.46 | 23.27 | 29.52 | 82.25
27135 | 27135 | 600 mm, 1 x 14W, batten type with plastic diffuser similar to SFA 51................................................................................ | [18 empty] | 304.92 |  |  |  | 22.38 |  | 27.55 |  | 75.22 |  | 27135 |  |  | 27135 | 304.92 22.38 27.55 75.22 | 304.92 | 22.38 | 27.55 | 75.22 | 304.92 | 22.38 | 27.55 | 75.22
27136 | 27136 | 600 mm, 2 x 14W, batten type with plastic diffuser similar to SFA 74................................................................................ | [18 empty] | 451.17 |  |  |  | 24.97 |  | 30.70 |  | 86.33 |  | 27136 |  |  | 27136 | 451.17 24.97 30.70 86.33 | 451.17 | 24.97 | 30.7 | 86.33 | 451.17 | 24.97 | 30.7 | 86.33
27137 | 27137 | 1200 mm, 1 x 28W, batten type similar to SFA 50................................................................................................................ | [18 empty] | 246.38 |  |  |  | 23.62 |  | 28.77 |  | 79.79 |  | 27137 |  |  | 27137 | 246.38 23.62 28.77 79.79 | 246.38 | 23.62 | 28.77 | 79.79 | 246.38 | 23.62 | 28.77 | 79.79
27138 | 27138 | 1200 mm, 2 x 28W, batten type similar to SFA 69................................................................................................................ | [18 empty] | 378.46 |  |  |  | 25.41 |  | 31.09 |  | 92.38 |  | 27138 |  |  | 27138 | 378.46 25.41 31.09 92.38 | 378.46 | 25.41 | 31.09 | 92.38 | 378.46 | 25.41 | 31.09 | 92.38
27139 | 27139 | 1200 mm, 1 x 28W, batten type with metal trough reflector similar to SFA 58................................................................... | [18 empty] | 321.55 |  |  |  | 24.74 |  | 30.64 |  | 84.61 |  | 27139 |  |  | 27139 | 321.55 24.74 30.64 84.61 | 321.55 | 24.74 | 30.64 | 84.61 | 321.55 | 24.74 | 30.64 | 84.61
27140 | 27140 | 1200 mm, 2 x 28W, batten type with metal trough reflector similar to SFA 72................................................................... | [18 empty] | 488.79 |  |  |  | 27.12 |  | 33.49 |  | 97.55 |  | 27140 |  |  | 27140 | 488.79 27.12 33.49 97.55 | 488.79 | 27.12 | 33.49 | 97.55 | 488.79 | 27.12 | 33.49 | 97.55
27141 | 27141 | 1200 mm, 1 x 28W, batten type with metal angle reflector similar to SFA 56..................................................................... | [18 empty] | 327.19 |  |  |  | 24.97 |  | 30.70 |  | 84.61 |  | 27141 |  |  | 27141 | 327.19 24.97 30.70 84.61 | 327.19 | 24.97 | 30.7 | 84.61 | 327.19 | 24.97 | 30.7 | 84.61
27142 | 27142 | 1200 mm, 1 x 28W, batten type with plastic diffuser similar to SFA 51.............................................................................. | [18 empty] | 362.55 |  |  |  | 24.97 |  | 30.70 |  | 84.61 |  | 27142 |  |  | 27142 | 362.55 24.97 30.70 84.61 | 362.55 | 24.97 | 30.7 | 84.61 | 362.55 | 24.97 | 30.7 | 84.61
27143 | 27143 | 1200 mm, 2 x 28W, batten type with plastic diffuser similar to SFA 74.............................................................................. | [18 empty] | 559.10 |  |  |  | 27.12 |  | 33.49 |  | 97.55 |  | 27143 |  |  | 27143 | 559.10 27.12 33.49 97.55 | 559.1 | 27.12 | 33.49 | 97.55 | 559.1 | 27.12 | 33.49 | 97.55
27144 | 27144 | 1500 mm, 1 x 35W, batten type similar to SFA 50................................................................................................................ | [18 empty] | 288.87 |  |  |  | 24.58 |  | 30.36 |  | 84.22 |  | 27144 |  |  | 27144 | 288.87 24.58 30.36 84.22 | 288.87 | 24.58 | 30.36 | 84.22 | 288.87 | 24.58 | 30.36 | 84.22
27145 | 27145 | 1500 mm, 2 x 35W, batten type similar to SFA 69................................................................................................................ | [18 empty] | 449.94 |  |  |  | 28.62 |  | 34.96 |  | 99.18 |  | 27145 |  |  | 27145 | 449.94 28.62 34.96 99.18 | 449.94 | 28.62 | 34.96 | 99.18 | 449.94 | 28.62 | 34.96 | 99.18
27146 | 27146 | 1500 mm, 1 x 35W, batten type with metal trough reflector similar to SFA 58................................................................... | [18 empty] | 348.77 |  |  |  | 27.85 |  | 33.86 |  | 89.46 |  | 27146 |  |  | 27146 | 348.77 27.85 33.86 89.46 | 348.77 | 27.85 | 33.86 | 89.46 | 348.77 | 27.85 | 33.86 | 89.46
27147 | 27147 | 1500 mm, 1 x 49W, batten type similar to SFA 50................................................................................................................ | [18 empty] | 293.87 |  |  |  | 24.58 |  | 30.36 |  | 84.22 |  | 27147 |  |  | 27147 | 293.87 24.58 30.36 84.22 | 293.87 | 24.58 | 30.36 | 84.22 | 293.87 | 24.58 | 30.36 | 84.22
27148 | 27148 | 1500 mm, 2 x 49W, batten type similar to SFA 69................................................................................................................ | [18 empty] | 458.90 |  |  |  | 28.62 |  | 34.96 |  | 99.18 |  | 27148 |  |  | 27148 | 458.90 28.62 34.96 99.18 | 458.9 | 28.62 | 34.96 | 99.18 | 458.9 | 28.62 | 34.96 | 99.18
27149 | 27149 | 1500 mm, 1 x 80W, batten type similar to SFA 50................................................................................................................ | [18 empty] | 418.10 |  |  |  | 24.58 |  | 30.36 |  | 84.22 |  | 27149 |  |  | 27149 | 418.10 24.58 30.36 84.22 | 418.1 | 24.58 | 30.36 | 84.22 | 418.1 | 24.58 | 30.36 | 84.22
27150 | 27150 | 1500 mm, 2 x 80W, batten type similar to SFA 69................................................................................................................ | [18 empty] | 655.40 |  |  |  | 28.62 |  | 34.96 |  | 99.18 |  | 27150 |  |  | 27150 | 655.40 28.62 34.96 99.18 | 655.4 | 28.62 | 34.96 | 99.18 | 655.4 | 28.62 | 34.96 | 99.18
27151 | 27151 | 1500 mm, 1 x 80W, batten type with metal trough reflector similar to SFA 58................................................................... | [18 empty] | 502.85 |  |  |  | 27.85 |  | 33.86 |  | 89.46 |  | 27151 |  |  | 27151 | 502.85 27.85 33.86 89.46 | 502.85 | 27.85 | 33.86 | 89.46 | 502.85 | 27.85 | 33.86 | 89.46
27/21
27 | 27 | ELECTRICAL INSTALLATION - LIGHTING SYSTEM AND FIXTURES | [18 empty] | 27
| Item | Item
FLUORESCENT LIGHTING FITTINGS (CONT'D)
| Take | [24 empty] | Take
| Supply | [23 empty] | down | down |  |  | Fix
| Surface mounted fluorescent light fitting c/w T5 fluorescent tube, T5 electronic | [16 empty] | and | [6 empty] | and | and set |  |  | only
| control gear/ electronic ballast (one electronic ballast for each set of fluorescent | [16 empty] | fix | [6 empty] | clear | aside for
| tube) : - (Cont'd) |  |  |  |  | away | [19 empty] | re-use
| A | [23 empty] | B | C |  |  | D
| Each |  |  | $ | [20 empty] | $ | $ |  |  | $
27152 | 27152 | 1500 mm, 1 x 35W, batten type with metal angle reflector similar to SFA 56..................................................................... | [18 empty] | 333.27 |  |  |  | 27.75 |  | 33.65 |  | 88.93 |  | 27152 |  |  | 27152 | 333.27 27.75 33.65 88.93 | 333.27 | 27.75 | 33.65 | 88.93 | 333.27 | 27.75 | 33.65 | 88.93
27153 | 27153 | 1500 mm, 1 x 35W, batten type with plastic diffuser similar to SFA 51.............................................................................. | [18 empty] | 332.05 |  |  |  | 27.75 |  | 33.65 |  | 88.93 |  | 27153 |  |  | 27153 | 332.05 27.75 33.65 88.93 | 332.05 | 27.75 | 33.65 | 88.93 | 332.05 | 27.75 | 33.65 | 88.93
27154 | 27154 | 1500 mm, 2 x 35W, batten type with metal trough reflector similar to SFA 72................................................................... | [18 empty] | 533.20 |  |  |  | 29.62 |  | 37.10 |  | 104.87 |  | 27154 |  |  | 27154 | 533.20 29.62 37.10 104.87 | 533.2 | 29.62 | 37.1 | 104.87 | 533.2 | 29.62 | 37.1 | 104.87
27155 | 27155 | 1500 mm, 2 x 35W, batten type with plastic diffuser similar to SFA 74.............................................................................. | [18 empty] | 538.76 |  |  |  | 29.52 |  | 36.88 |  | 104.23 |  | 27155 |  |  | 27155 | 538.76 29.52 36.88 104.23 | 538.76 | 29.52 | 36.88 | 104.23 | 538.76 | 29.52 | 36.88 | 104.23
27156 | 27156 | 1500 mm, 1 x 49W, batten type with metal angle reflector similar to SFA 56..................................................................... | [18 empty] | 336.58 |  |  |  | 27.75 |  | 33.65 |  | 88.93 |  | 27156 |  |  | 27156 | 336.58 27.75 33.65 88.93 | 336.58 | 27.75 | 33.65 | 88.93 | 336.58 | 27.75 | 33.65 | 88.93
27157 | 27157 | 1500 mm, 1 x 49W, batten type with metal trough reflector similar to SFA 58................................................................... | [18 empty] | 361.98 |  |  |  | 27.85 |  | 33.86 |  | 89.46 |  | 27157 |  |  | 27157 | 361.98 27.85 33.86 89.46 | 361.98 | 27.85 | 33.86 | 89.46 | 361.98 | 27.85 | 33.86 | 89.46
27158 | 27158 | 1500 mm, 1 x 49W, batten type with plastic diffuser similar to SFA 51.............................................................................. | [18 empty] | 342.01 |  |  |  | 27.75 |  | 33.65 |  | 88.93 |  | 27158 |  |  | 27158 | 342.01 27.75 33.65 88.93 | 342.01 | 27.75 | 33.65 | 88.93 | 342.01 | 27.75 | 33.65 | 88.93
27159 | 27159 | 1500 mm, 2 x 49W, batten type with metal trough reflector similar to SFA 72................................................................... | [18 empty] | 544.01 |  |  |  | 29.62 |  | 37.10 |  | 104.87 |  | 27159 |  |  | 27159 | 544.01 29.62 37.10 104.87 | 544.01 | 29.62 | 37.1 | 104.87 | 544.01 | 29.62 | 37.1 | 104.87
27160 | 27160 | 1500 mm, 2 x 49W, batten type with plastic diffuser similar to SFA 74.............................................................................. | [18 empty] | 557.01 |  |  |  | 29.52 |  | 36.88 |  | 104.23 |  | 27160 |  |  | 27160 | 557.01 29.52 36.88 104.23 | 557.01 | 29.52 | 36.88 | 104.23 | 557.01 | 29.52 | 36.88 | 104.23
Surface mounted modular fluorescent light fitting c/w T5 fluorescent tube,
electronic control gear/ electronic ballast (one electronic ballast for each set
of fluorescent tube), aluminium louvre/ reflector/ plastic diffuser (all types) : -
Each
27161 | 27161 | 150 x 1500 mm, 1 x 35W similar to SFA 110........................................................................................................................ | [18 empty] | 456.33 |  |  |  | 25.31 |  | 30.97 |  | 92.01 |  | 27161 |  |  | 27161 | 456.33 25.31 30.97 92.01 | 456.33 | 25.31 | 30.97 | 92.01 | 456.33 | 25.31 | 30.97 | 92.01
27162 | 27162 | 300 x 600 mm, 1 x 14W similar to SFA 110.......................................................................................................................... | [18 empty] | 479.25 |  |  |  | 25.31 |  | 30.97 |  | 92.01 |  | 27162 |  |  | 27162 | 479.25 25.31 30.97 92.01 | 479.25 | 25.31 | 30.97 | 92.01 | 479.25 | 25.31 | 30.97 | 92.01
27163 | 27163 | 300 x 600 mm, 2 x 14W similar to SFA 110.......................................................................................................................... | [18 empty] | 661.17 |  |  |  | 30.55 |  | 36.17 |  | 97.01 |  | 27163 |  |  | 27163 | 661.17 30.55 36.17 97.01 | 661.17 | 30.55 | 36.17 | 97.01 | 661.17 | 30.55 | 36.17 | 97.01
27164 | 27164 | 300 x 1200 mm, 1 x 28W similar to SFA 110........................................................................................................................ | [18 empty] | 627.38 |  |  |  | 30.55 |  | 36.17 |  | 97.01 |  | 27164 |  |  | 27164 | 627.38 30.55 36.17 97.01 | 627.38 | 30.55 | 36.17 | 97.01 | 627.38 | 30.55 | 36.17 | 97.01
27165 | 27165 | 300 x 1500 mm, 1 x 35W similar to SFA 110 ....................................................................................................................... | [18 empty] | 681.23 |  |  |  | 32.44 |  | 39.16 |  | 102.70 |  | 27165 |  |  | 27165 | 681.23 32.44 39.16 102.70 | 681.23 | 32.44 | 39.16 | 102.7 | 681.23 | 32.44 | 39.16 | 102.7
27166 | 27166 | 300 x 1500 mm, 1 x 49W similar to SFA 110........................................................................................................................ | [18 empty] | 688.67 |  |  |  | 32.44 |  | 39.16 |  | 102.70 |  | 27166 |  |  | 27166 | 688.67 32.44 39.16 102.70 | 688.67 | 32.44 | 39.16 | 102.7 | 688.67 | 32.44 | 39.16 | 102.7
27167 | 27167 | 300 x 1200 mm, 2 x 28W similar to SFA 110........................................................................................................................ | [18 empty] | 689.21 |  |  |  | 34.22 |  | 40.42 |  | 103.20 |  | 27167 |  |  | 27167 | 689.21 34.22 40.42 103.20 | 689.21 | 34.22 | 40.42 | 103.2 | 689.21 | 34.22 | 40.42 | 103.2
27168 | 27168 | 300 x 1200 mm, 2 x 28W c/w nano reflectors....................................................................................................................... | [18 empty] | 995.48 |  |  |  | 34.22 |  | 40.42 |  | 103.20 |  | 27168 |  |  | 27168 | 995.48 34.22 40.42 103.20 | 995.48 | 34.22 | 40.42 | 103.2 | 995.48 | 34.22 | 40.42 | 103.2
27169 | 27169 | 300 x 1500 mm, 2 x 35W similar to SFA 110........................................................................................................................ | [18 empty] | 809.39 |  |  |  | 38.12 |  | 44.56 |  | 110.04 |  | 27169 |  |  | 27169 | 809.39 38.12 44.56 110.04 | 809.39 | 38.12 | 44.56 | 110.04 | 809.39 | 38.12 | 44.56 | 110.04
27170 | 27170 | 300 x 1500 mm, 2 x 35W c/w emergency power pack.......................................................................................................... | [18 empty] | 959.41 |  |  |  | 38.12 |  | 44.56 |  | 110.04 |  | 27170 |  |  | 27170 | 959.41 38.12 44.56 110.04 | 959.41 | 38.12 | 44.56 | 110.04 | 959.41 | 38.12 | 44.56 | 110.04
27171 | 27171 | 300 x 1500 mm, 2 x 49W similar to SFA 110........................................................................................................................ | [18 empty] | 821.72 |  |  |  | 38.12 |  | 44.56 |  | 110.04 |  | 27171 |  |  | 27171 | 821.72 38.12 44.56 110.04 | 821.72 | 38.12 | 44.56 | 110.04 | 821.72 | 38.12 | 44.56 | 110.04
27172 | 27172 | 400 x 1500 mm, 3 x 35W....................................................................................................................................................... | [18 empty] | 937.55 |  |  |  | 38.12 |  | 44.56 |  | 110.04 |  | 27172 |  |  | 27172 | 937.55 38.12 44.56 110.04 | 937.55 | 38.12 | 44.56 | 110.04 | 937.55 | 38.12 | 44.56 | 110.04
27173 | 27173 | 600 x 600 mm, 2 x 14W similar to SFA 111.......................................................................................................................... | [18 empty] | 722.88 |  |  |  | 32.49 |  | 39.24 |  | 102.91 |  | 27173 |  |  | 27173 | 722.88 32.49 39.24 102.91 | 722.88 | 32.49 | 39.24 | 102.91 | 722.88 | 32.49 | 39.24 | 102.91
27174 | 27174 | 600 x 1200 mm, 2 x 28W similar to SFA 110........................................................................................................................ | [18 empty] | 795.14 |  |  |  | 41.31 |  | 48.68 |  | 120.66 |  | 27174 |  |  | 27174 | 795.14 41.31 48.68 120.66 | 795.14 | 41.31 | 48.68 | 120.66 | 795.14 | 41.31 | 48.68 | 120.66
27/22
27 | 27 | ELECTRICAL INSTALLATION - LIGHTING SYSTEM AND FIXTURES | [18 empty] | 27
| Item | Item
FLUORESCENT LIGHTING FITTINGS (CONT'D)
| Take | [24 empty] | Take
| Supply | [23 empty] | down | down |  |  | Fix
| Surface mounted modular fluorescent lighting fitting c/w T5 fluorescent tube, T5 | [16 empty] | and | [6 empty] | and | and set |  |  | only
| electronic control gear/ electronic ballast (one T5 electronic ballast for each set of | [16 empty] | fix | [6 empty] | clear | aside for
| T5 fluorescent tube) : - | [5 empty] | away | [18 empty] | re-use
| A | [23 empty] | B | C |  |  | D
| Each |  |  | $ | [20 empty] | $ | $ |  |  | $
27175 | 27175 | 600 x 600 mm, 3 x 14W similar to SFA 111.......................................................................................................................... | [18 empty] | 788.72 |  |  |  | 38.12 |  | 44.56 |  | 110.04 |  | 27175 |  |  | 27175 | 788.72 38.12 44.56 110.04 | 788.72 | 38.12 | 44.56 | 110.04 | 788.72 | 38.12 | 44.56 | 110.04
27176 | 27176 | 600 x 1200 mm, 3 x 28W similar to SFA 110........................................................................................................................ | [18 empty] | 935.10 |  |  |  | 44.76 |  | 52.87 |  | 125.46 |  | 27176 |  |  | 27176 | 935.10 44.76 52.87 125.46 | 935.1 | 44.76 | 52.87 | 125.46 | 935.1 | 44.76 | 52.87 | 125.46
27177 | 27177 | 1200 mm, 1 x 28W track light module luminaire for continuous lighting with housing
| c/w louver similar to SFA 201................................................................................................................................................ | [19 empty] | 1,043.64 |  |  |  | 31.16 |  | 36.36 |  | 83.42 |  | 27177 |  |  | 27177 | 1,043.64 31.16 36.36 83.42 | 1043.64 | 31.16 | 36.36 | 83.42 | 1043.64 | 31.16 | 36.36 | 83.42
27178 | 27178 | 1200 mm, 2 x 28W track light module luminaire for continuous lighting with housing
| c/w louver similar to SFA 201................................................................................................................................................ | [19 empty] | 1,249.87 |  |  |  | 31.16 |  | 36.36 |  | 83.42 |  | 27178 |  |  | 27178 | 1,249.87 31.16 36.36 83.42 | 1249.87 | 31.16 | 36.36 | 83.42 | 1249.87 | 31.16 | 36.36 | 83.42
27179 | 27179 | 1500 mm, 1 x 35W track light module luminaire for continuous lighting with housing
| c/w louver similar to SFA 201................................................................................................................................................ | [19 empty] | 1,248.56 |  |  |  | 32.26 |  | 36.91 |  | 85.42 |  | 27179 |  |  | 27179 | 1,248.56 32.26 36.91 85.42 | 1248.56 | 32.26 | 36.91 | 85.42 | 1248.56 | 32.26 | 36.91 | 85.42
27180 | 27180 | 1500 mm, 2 x 35W track light module luminaire for continuous lighting with housing
| c/w louver similar to SFA 201................................................................................................................................................ | [19 empty] | 1,393.52 |  |  |  | 32.26 |  | 36.91 |  | 85.42 |  | 27180 |  |  | 27180 | 1,393.52 32.26 36.91 85.42 | 1393.52 | 32.26 | 36.91 | 85.42 | 1393.52 | 32.26 | 36.91 | 85.42
Surface mounted modular fluorescent lighting fitting c/w ball-proof hinged wire guard,
with/ without transparent polycarbonate/ plastic cover, T5 fluorescent tube, T5 electronic control
gear/ electronic ballast (one T5 electronic ballast for each set of T5 fluorescent tube) : -
Each
27181 | 27181 | 300 x 1200 mm, 2 x 28W similar to SFA 112........................................................................................................................ | [18 empty] | 472.57 |  |  |  | 31.16 |  | 36.36 |  | 83.42 |  | 27181 |  |  | 27181 | 472.57 31.16 36.36 83.42 | 472.57 | 31.16 | 36.36 | 83.42 | 472.57 | 31.16 | 36.36 | 83.42
27182 | 27182 | 300 x 1500 mm, 1 x 35W similar to SFA 112........................................................................................................................ | [18 empty] | 811.71 |  |  |  | 27.21 |  | 32.63 |  | 70.20 |  | 27182 |  |  | 27182 | 811.71 27.21 32.63 70.20 | 811.71 | 27.21 | 32.63 | 70.2 | 811.71 | 27.21 | 32.63 | 70.2
27183 | 27183 | 300 x 1500 mm, 2 x 35W similar to SFA 112........................................................................................................................ | [18 empty] | 938.28 |  |  |  | 32.26 |  | 36.91 |  | 85.42 |  | 27183 |  |  | 27183 | 938.28 32.26 36.91 85.42 | 938.28 | 32.26 | 36.91 | 85.42 | 938.28 | 32.26 | 36.91 | 85.42
27184 | 27184 | 300 x 1500 mm, 2 x 35W c/w 2-hour emergency power pack.............................................................................................. | [18 empty] | 1,474.02 |  |  |  | 32.26 |  | 36.91 |  | 85.42 |  | 27184 |  |  | 27184 | 1,474.02 32.26 36.91 85.42 | 1474.02 | 32.26 | 36.91 | 85.42 | 1474.02 | 32.26 | 36.91 | 85.42
27185 | 27185 | 450 x 1200 mm, 3 x 28W similar to SFA 112........................................................................................................................ | [18 empty] | 761.91 |  |  |  | 44.76 |  | 52.87 |  | 125.46 |  | 27185 |  |  | 27185 | 761.91 44.76 52.87 125.46 | 761.91 | 44.76 | 52.87 | 125.46 | 761.91 | 44.76 | 52.87 | 125.46
27186 | 27186 | 450 x 1500 mm, 3 x 35W similar to SFA 112........................................................................................................................ | [18 empty] | 1,512.78 |  |  |  | 46.69 |  | 54.10 |  | 132.75 |  | 27186 |  |  | 27186 | 1,512.78 46.69 54.10 132.75 | 1512.78 | 46.69 | 54.1 | 132.75 | 1512.78 | 46.69 | 54.1 | 132.75
27/23
27 | 27 | ELECTRICAL INSTALLATION - LIGHTING SYSTEM AND FIXTURES | [18 empty] | 27
| Item | Item
FLUORESCENT LIGHTING FITTINGS (CONT'D)
| Take | [24 empty] | Take
| Supply | [23 empty] | down | down |  |  | Fix
| Surface mounted modular fluorescent lighting fitting c/w ball-proof hinged wire guard, | [17 empty] | and | [5 empty] | and | and set |  |  | only
| with/ without transparent polycarbonate/ plastic cover, T5 fluorescent tube, T5 electronic control | [17 empty] | fix | [5 empty] | clear | aside for
| gear/ electronic ballast (one T5 electronic ballast for each set of T5 fluorescent tube) : - (Cont'd) | [17 empty] | away | [6 empty] | re-use
| A | [23 empty] | B | C |  |  | D
| Each |  |  | $ | [20 empty] | $ | $ |  |  | $
27187 | 27187 | 450 x 1500 mm, 3 x 35W with ball-proof hinged wire guard and with/ without
| transparent polycarbonate/ plastic cover c/w emergency power pack................................................................................... | [19 empty] | 2,048.52 |  |  |  | 46.69 |  | 54.10 |  | 132.75 |  | 27187 |  |  | 27187 | 2,048.52 46.69 54.10 132.75 | 2048.52 | 46.69 | 54.1 | 132.75 | 2048.52 | 46.69 | 54.1 | 132.75
27188 | 27188 | 600 x 1500 mm, 3 x 35W with ball-proof hinged wire guard and with/ without
| transparent polycarbonate/ plastic cover similar to SFA 112................................................................................................. | [19 empty] | 1,229.81 |  |  |  | 46.69 |  | 54.10 |  | 132.75 |  | 27188 |  |  | 27188 | 1,229.81 46.69 54.10 132.75 | 1229.81 | 46.69 | 54.1 | 132.75 | 1229.81 | 46.69 | 54.1 | 132.75
27189 | 27189 | 600 x 1200 mm, 3 x 54W with ball-proof hinged wire guard and with/ without
| transparent polycarbonate/ plastic cover similar to SFA 112................................................................................................. | [19 empty] | 1,122.85 |  |  |  | 44.76 |  | 52.87 |  | 125.46 |  | 27189 |  |  | 27189 | 1,122.85 44.76 52.87 125.46 | 1122.85 | 44.76 | 52.87 | 125.46 | 1122.85 | 44.76 | 52.87 | 125.46
27190 | 27190 | 600 x 1500 mm, 4 x 49W with ball-proof hinged wire guard and with/ without
| transparent polycarbonate/ plastic cover similar to SFA 112................................................................................................. | [19 empty] | 1,617.01 |  |  |  | 50.34 |  | 58.35 |  | 138.23 |  | 27190 |  |  | 27190 | 1,617.01 50.34 58.35 138.23 | 1617.01 | 50.34 | 58.35 | 138.23 | 1617.01 | 50.34 | 58.35 | 138.23
Surface/ pendant mounted modular fluorescent light fitting c/w T5 fluorescent tube,
electronic control gear/ electronic ballast (one electronic ballast for each set of
fluorescent tube), aluminium louvre/ reflector/ plastic diffuser (all types), die cast
aluminium body : -
Each
27191 | 27191 | 1 x 28W similar to SFA 113................................................................................................................................................... | [18 empty] | 790.23 |  |  |  | 26.67 |  | 31.87 |  | 69.48 |  | 27191 |  |  | 27191 | 790.23 26.67 31.87 69.48 | 790.23 | 26.67 | 31.87 | 69.48 | 790.23 | 26.67 | 31.87 | 69.48
27192 | 27192 | 2 x 28W similar to SFA 113................................................................................................................................................... | [18 empty] | 1,024.56 |  |  |  | 31.16 |  | 36.36 |  | 83.42 |  | 27192 |  |  | 27192 | 1,024.56 31.16 36.36 83.42 | 1024.56 | 31.16 | 36.36 | 83.42 | 1024.56 | 31.16 | 36.36 | 83.42
27193 | 27193 | 3 x 28W similar to SFA 113................................................................................................................................................... | [18 empty] | 1,421.65 |  |  |  | 36.22 |  | 42.34 |  | 96.50 |  | 27193 |  |  | 27193 | 1,421.65 36.22 42.34 96.50 | 1421.65 | 36.22 | 42.34 | 96.5 | 1421.65 | 36.22 | 42.34 | 96.5
27194 | 27194 | 1 x 35W similar to SFA 113................................................................................................................................................... | [18 empty] | 853.52 |  |  |  | 27.21 |  | 32.63 |  | 70.20 |  | 27194 |  |  | 27194 | 853.52 27.21 32.63 70.20 | 853.52 | 27.21 | 32.63 | 70.2 | 853.52 | 27.21 | 32.63 | 70.2
27195 | 27195 | 2 x 35W similar to SFA 113................................................................................................................................................... | [18 empty] | 1,267.01 |  |  |  | 32.26 |  | 36.91 |  | 85.42 |  | 27195 |  |  | 27195 | 1,267.01 32.26 36.91 85.42 | 1267.01 | 32.26 | 36.91 | 85.42 | 1267.01 | 32.26 | 36.91 | 85.42
27196 | 27196 | 3 x 35W similar to SFA 113................................................................................................................................................... | [18 empty] | 1,493.48 |  |  |  | 39.24 |  | 46.31 |  | 100.61 |  | 27196 |  |  | 27196 | 1,493.48 39.24 46.31 100.61 | 1493.48 | 39.24 | 46.31 | 100.61 | 1493.48 | 39.24 | 46.31 | 100.61
27/24
27 | 27 | ELECTRICAL INSTALLATION - LIGHTING SYSTEM AND FIXTURES | [18 empty] | 27
| Item | Item
FLUORESCENT LIGHTING FITTINGS (CONT'D)
| Take | [24 empty] | Take
| Supply | [23 empty] | down | down |  |  | Fix
| Recess mounted modular fluorescent light fitting c/w T5 fluorescent tube, | [16 empty] | and | [6 empty] | and | and set |  |  | only
| electronic control gear/ electronic ballast (one electronic ballast for each | [16 empty] | fix | [6 empty] | clear | aside for
| set of fluorescent tube), aluminium louvre/ reflector/ plastic diffuser (all | [16 empty] | away | [7 empty] | re-use
types), with/ without air slot : -
| A | [23 empty] | B | C |  |  | D
| Each |  |  | $ | [20 empty] | $ | $ |  |  | $
27197 | 27197 | 200 x 600 mm, 1 x 14W, vandal resistant.............................................................................................................................. | [18 empty] | 1,390.35 |  |  |  | 25.16 |  | 30.84 |  | 91.63 |  | 27197 |  |  | 27197 | 1,390.35 25.16 30.84 91.63 | 1390.35 | 25.16 | 30.84 | 91.63 | 1390.35 | 25.16 | 30.84 | 91.63
27198 | 27198 | 300 x 600 mm, 1 x 14W similar to SFA 114.......................................................................................................................... | [18 empty] | 603.97 |  |  |  | 25.16 |  | 30.84 |  | 91.63 |  | 27198 |  |  | 27198 | 603.97 25.16 30.84 91.63 | 603.97 | 25.16 | 30.84 | 91.63 | 603.97 | 25.16 | 30.84 | 91.63
27199 | 27199 | 300 x 600 mm, 1 x 14W c/w nano reflectors......................................................................................................................... | [18 empty] | 623.20 |  |  |  | 25.16 |  | 30.84 |  | 91.63 |  | 27199 |  |  | 27199 | 623.20 25.16 30.84 91.63 | 623.2 | 25.16 | 30.84 | 91.63 | 623.2 | 25.16 | 30.84 | 91.63
27200 | 27200 | 300 x 600 mm, 1 x 14W c/w air slots..................................................................................................................................... | [18 empty] | 753.33 |  |  |  | 25.16 |  | 30.84 |  | 91.63 |  | 27200 |  |  | 27200 | 753.33 25.16 30.84 91.63 | 753.33 | 25.16 | 30.84 | 91.63 | 753.33 | 25.16 | 30.84 | 91.63
27201 | 27201 | 300 x 600 mm, 1 x 14W c/w air slots with perforated white panel....................................................................................... | [18 empty] | 1,123.58 |  |  |  | 25.16 |  | 30.84 |  | 91.63 |  | 27201 |  |  | 27201 | 1,123.58 25.16 30.84 91.63 | 1123.58 | 25.16 | 30.84 | 91.63 | 1123.58 | 25.16 | 30.84 | 91.63
27202 | 27202 | 300 x 600 mm, 1 x 14W c/w air slots with perforated white panel
| and 2-hour emergency power pack......................................................................................................................................... | [19 empty] | 1,443.41 |  |  |  | 25.16 |  | 30.84 |  | 91.63 |  | 27202 |  |  | 27202 | 1,443.41 25.16 30.84 91.63 | 1443.41 | 25.16 | 30.84 | 91.63 | 1443.41 | 25.16 | 30.84 | 91.63
27203 | 27203 | 300 x 600 mm, 2 x 14W similar to SFA 114.......................................................................................................................... | [18 empty] | 746.91 |  |  |  | 30.35 |  | 36.02 |  | 96.61 |  | 27203 |  |  | 27203 | 746.91 30.35 36.02 96.61 | 746.91 | 30.35 | 36.02 | 96.61 | 746.91 | 30.35 | 36.02 | 96.61
27204 | 27204 | 300 x 600 mm, 2 x 14W, vandal resistant.............................................................................................................................. | [18 empty] | 1,612.10 |  |  |  | 30.35 |  | 36.02 |  | 96.61 |  | 27204 |  |  | 27204 | 1,612.10 30.35 36.02 96.61 | 1612.1 | 30.35 | 36.02 | 96.61 | 1612.1 | 30.35 | 36.02 | 96.61
27205 | 27205 | 300 x 1200 mm, 1 x 28W similar to SFA 114........................................................................................................................ | [18 empty] | 651.20 |  |  |  | 30.35 |  | 36.02 |  | 96.61 |  | 27205 |  |  | 27205 | 651.20 30.35 36.02 96.61 | 651.2 | 30.35 | 36.02 | 96.61 | 651.2 | 30.35 | 36.02 | 96.61
27206 | 27206 | 300 x 1200 mm, 1 x 28W c/w air slots with perforated white panel..................................................................................... | [18 empty] | 1,140.06 |  |  |  | 30.35 |  | 36.02 |  | 96.61 |  | 27206 |  |  | 27206 | 1,140.06 30.35 36.02 96.61 | 1140.06 | 30.35 | 36.02 | 96.61 | 1140.06 | 30.35 | 36.02 | 96.61
27207 | 27207 | 300 x 1200 mm, 1 x 28W c/w air slots with perforated white panel
| and 2-hour emergency power pack......................................................................................................................................... | [19 empty] | 1,605.29 |  |  |  | 30.35 |  | 36.02 |  | 96.61 |  | 27207 |  |  | 27207 | 1,605.29 30.35 36.02 96.61 | 1605.29 | 30.35 | 36.02 | 96.61 | 1605.29 | 30.35 | 36.02 | 96.61
27208 | 27208 | 300 x 1200 mm, 2 x 28W similar to SFA 114........................................................................................................................ | [18 empty] | 775.83 |  |  |  | 34.01 |  | 40.34 |  | 102.98 |  | 27208 |  |  | 27208 | 775.83 34.01 40.34 102.98 | 775.83 | 34.01 | 40.34 | 102.98 | 775.83 | 34.01 | 40.34 | 102.98
27209 | 27209 | 300 x 1200 mm, 2 x 28W c/w dimmable electronic ballast,
| 3-level dimmer switch and 2-hour emergency power pack.................................................................................................... | [19 empty] | 973.22 |  |  |  | 34.01 |  | 40.34 |  | 102.98 |  | 27209 |  |  | 27209 | 973.22 34.01 40.34 102.98 | 973.22 | 34.01 | 40.34 | 102.98 | 973.22 | 34.01 | 40.34 | 102.98
27210 | 27210 | 300 x 1500 mm, 1 x 35W similar to SFA 114........................................................................................................................ | [18 empty] | 698.31 |  |  |  | 37.81 |  | 44.38 |  | 109.60 |  | 27210 |  |  | 27210 | 698.31 37.81 44.38 109.60 | 698.31 | 37.81 | 44.38 | 109.6 | 698.31 | 37.81 | 44.38 | 109.6
27211 | 27211 | 300 x 1500 mm, 1 x 35W c/w white powder coated sheet steel with perforated white panel ............................................. | [18 empty] | 1,150.20 |  |  |  | 37.81 |  | 44.38 |  | 109.60 |  | 27211 |  |  | 27211 | 1,150.20 37.81 44.38 109.60 | 1150.2 | 37.81 | 44.38 | 109.6 | 1150.2 | 37.81 | 44.38 | 109.6
27212 | 27212 | 300 x 1500 mm, 1 x 35W c/w white powder coated sheet steel with perforated white panel
| and 2-hour emergency power pack......................................................................................................................................... | [19 empty] | 1,767.16 |  |  |  | 37.81 |  | 44.38 |  | 109.60 |  | 27212 |  |  | 27212 | 1,767.16 37.81 44.38 109.60 | 1767.16 | 37.81 | 44.38 | 109.6 | 1767.16 | 37.81 | 44.38 | 109.6
27/25
27 | 27 | ELECTRICAL INSTALLATION - LIGHTING SYSTEM AND FIXTURES | [18 empty] | 27
| Item | Item
FLUORESCENT LIGHTING FITTINGS (CONT'D)
| Take | [24 empty] | Take
| Supply | [23 empty] | down | down |  |  | Fix
| Recess mounted modular fluorescent light fitting c/w T5 fluorescent tube, | [16 empty] | and | [6 empty] | and | and set |  |  | only
| electronic control gear/ electronic ballast (one electronic ballast for each | [16 empty] | fix | [6 empty] | clear | aside for
| set of fluorescent tube), aluminium louvre/ reflector/ plastic diffuser (all | [16 empty] | away | [7 empty] | re-use
types), with/ without air slot : - (Cont'd)
| A | [23 empty] | B | C |  |  | D
| Each |  |  | $ | [20 empty] | $ | $ |  |  | $
27213 | 27213 | 300 x 1500 mm, 1 x 49W similar to SFA 114........................................................................................................................ | [18 empty] | 703.37 |  |  |  | 37.81 |  | 44.38 |  | 109.60 |  | 27213 |  |  | 27213 | 703.37 37.81 44.38 109.60 | 703.37 | 37.81 | 44.38 | 109.6 | 703.37 | 37.81 | 44.38 | 109.6
27214 | 27214 | 300 x 1500 mm, 2 x 35W similar to SFA 114........................................................................................................................ | [18 empty] | 840.00 |  |  |  | 37.81 |  | 44.38 |  | 109.60 |  | 27214 |  |  | 27214 | 840.00 37.81 44.38 109.60 | 840 | 37.81 | 44.38 | 109.6 | 840 | 37.81 | 44.38 | 109.6
27215 | 27215 | 300 x 1500 mm, 2 x 49W similar to SFA 114........................................................................................................................ | [18 empty] | 850.26 |  |  |  | 37.81 |  | 44.38 |  | 109.60 |  | 27215 |  |  | 27215 | 850.26 37.81 44.38 109.60 | 850.26 | 37.81 | 44.38 | 109.6 | 850.26 | 37.81 | 44.38 | 109.6
27216 | 27216 | 600 x 600 mm, 2 x 14W similar to SFA 115.......................................................................................................................... | [18 empty] | 754.15 |  |  |  | 37.81 |  | 44.38 |  | 109.60 |  | 27216 |  |  | 27216 | 754.15 37.81 44.38 109.60 | 754.15 | 37.81 | 44.38 | 109.6 | 754.15 | 37.81 | 44.38 | 109.6
27217 | 27217 | 600 x 600 mm, 2 x 14W c/w nano reflectors......................................................................................................................... | [18 empty] | 794.27 |  |  |  | 37.81 |  | 44.38 |  | 109.60 |  | 27217 |  |  | 27217 | 794.27 37.81 44.38 109.60 | 794.27 | 37.81 | 44.38 | 109.6 | 794.27 | 37.81 | 44.38 | 109.6
27218 | 27218 | 600 x 600 mm, 2 x 14W c/w air slots with perforated white panel
| and 2-hour emergency power pack......................................................................................................................................... | [19 empty] | 1,701.14 |  |  |  | 37.81 |  | 44.38 |  | 109.60 |  | 27218 |  |  | 27218 | 1,701.14 37.81 44.38 109.60 | 1701.14 | 37.81 | 44.38 | 109.6 | 1701.14 | 37.81 | 44.38 | 109.6
27219 | 27219 | 600 x 600 mm, 3 x 14W similar to SFA 115.......................................................................................................................... | [18 empty] | 815.91 |  |  |  | 37.81 |  | 44.38 |  | 109.60 |  | 27219 |  |  | 27219 | 815.91 37.81 44.38 109.60 | 815.91 | 37.81 | 44.38 | 109.6 | 815.91 | 37.81 | 44.38 | 109.6
27220 | 27220 | 600 x 600 mm, 4 x 14W similar to SFA 115.......................................................................................................................... | [18 empty] | 1,023.34 |  |  |  | 37.81 |  | 44.38 |  | 109.60 |  | 27220 |  |  | 27220 | 1,023.34 37.81 44.38 109.60 | 1023.34 | 37.81 | 44.38 | 109.6 | 1023.34 | 37.81 | 44.38 | 109.6
27221 | 27221 | 600 x 1200 mm, 2 x 28W c/w air slots with perforated white panel
| and 2-hour emergency power pack......................................................................................................................................... | [19 empty] | 1,851.35 |  |  |  | 37.81 |  | 44.38 |  | 109.60 |  | 27221 |  |  | 27221 | 1,851.35 37.81 44.38 109.60 | 1851.35 | 37.81 | 44.38 | 109.6 | 1851.35 | 37.81 | 44.38 | 109.6
27222 | 27222 | 600 x 1500 mm, 2 x 35W c/w white powder coated sheet steel
| with perforated white panel ................................................................................................................................................... | [19 empty] | 1,384.60 |  |  |  | 37.81 |  | 44.38 |  | 109.60 |  | 27222 |  |  | 27222 | 1,384.60 37.81 44.38 109.60 | 1384.6 | 37.81 | 44.38 | 109.6 | 1384.6 | 37.81 | 44.38 | 109.6
27223 | 27223 | 600 x 1500 mm, 2 x 35W c/w white powder coated sheet steel with perforated white panel
| and 2-hour emergency power pack......................................................................................................................................... | [19 empty] | 2,001.56 |  |  |  | 37.81 |  | 44.38 |  | 109.60 |  | 27223 |  |  | 27223 | 2,001.56 37.81 44.38 109.60 | 2001.56 | 37.81 | 44.38 | 109.6 | 2001.56 | 37.81 | 44.38 | 109.6
27224 | 27224 | 300 x 600 mm, 1 x 14W c/w dimmable electronic ballast..................................................................................................... | [18 empty] | 850.23 |  |  |  | 40.98 |  | 48.49 |  | 120.16 |  | 27224 |  |  | 27224 | 850.23 40.98 48.49 120.16 | 850.23 | 40.98 | 48.49 | 120.16 | 850.23 | 40.98 | 48.49 | 120.16
27225 | 27225 | 300 x 600 mm, 2 x 14W c/w dimmable electronic ballast..................................................................................................... | [18 empty] | 993.17 |  |  |  | 40.98 |  | 48.49 |  | 120.16 |  | 27225 |  |  | 27225 | 993.17 40.98 48.49 120.16 | 993.17 | 40.98 | 48.49 | 120.16 | 993.17 | 40.98 | 48.49 | 120.16
27226 | 27226 | 300 x 1200 mm, 1 x 28W c/w dimmable electronic ballast................................................................................................... | [18 empty] | 906.71 |  |  |  | 40.98 |  | 48.49 |  | 120.16 |  | 27226 |  |  | 27226 | 906.71 40.98 48.49 120.16 | 906.71 | 40.98 | 48.49 | 120.16 | 906.71 | 40.98 | 48.49 | 120.16
27227 | 27227 | 300 x 1200 mm, 2 x 28W c/w dimmable electronic ballast................................................................................................... | [18 empty] | 1,031.34 |  |  |  | 40.98 |  | 48.49 |  | 120.16 |  | 27227 |  |  | 27227 | 1,031.34 40.98 48.49 120.16 | 1031.34 | 40.98 | 48.49 | 120.16 | 1031.34 | 40.98 | 48.49 | 120.16
27228 | 27228 | 600 x 1200 mm, 2 x 28W c/w dimmable electronic ballast................................................................................................... | [18 empty] | 1,086.72 |  |  |  | 40.98 |  | 48.49 |  | 120.16 |  | 27228 |  |  | 27228 | 1,086.72 40.98 48.49 120.16 | 1086.72 | 40.98 | 48.49 | 120.16 | 1086.72 | 40.98 | 48.49 | 120.16
27229 | 27229 | 600 x 1200 mm, 2 x 28W similar to SFA 114........................................................................................................................ | [18 empty] | 831.21 |  |  |  | 40.98 |  | 48.49 |  | 120.16 |  | 27229 |  |  | 27229 | 831.21 40.98 48.49 120.16 | 831.21 | 40.98 | 48.49 | 120.16 | 831.21 | 40.98 | 48.49 | 120.16
27230 | 27230 | 600 x 1200 mm, 2 x 28W c/w nano reflectors....................................................................................................................... | [18 empty] | 1,143.76 |  |  |  | 40.98 |  | 48.49 |  | 120.16 |  | 27230 |  |  | 27230 | 1,143.76 40.98 48.49 120.16 | 1143.76 | 40.98 | 48.49 | 120.16 | 1143.76 | 40.98 | 48.49 | 120.16
27231 | 27231 | 600 x 1200 mm, 2 x 28W c/w mirror aluminium back reflector, dimmable electronic ballast,
| 3-level dimmer switch and 2-hour emergency power pack.................................................................................................... | [19 empty] | 1,136.15 |  |  |  | 40.98 |  | 48.49 |  | 120.16 |  | 27231 |  |  | 27231 | 1,136.15 40.98 48.49 120.16 | 1136.15 | 40.98 | 48.49 | 120.16 | 1136.15 | 40.98 | 48.49 | 120.16
27232 | 27232 | 600 x 1200 mm, 3 x 28W similar to SFA 114........................................................................................................................ | [18 empty] | 1,035.51 |  |  |  | 44.39 |  | 52.68 |  | 124.95 |  | 27232 |  |  | 27232 | 1,035.51 44.39 52.68 124.95 | 1035.51 | 44.39 | 52.68 | 124.95 | 1035.51 | 44.39 | 52.68 | 124.95
27233 | 27233 | 600 x 1200 mm, 4 x 28W similar to SFA 114........................................................................................................................ | [18 empty] | 1,179.29 |  |  |  | 44.39 |  | 52.68 |  | 124.95 |  | 27233 |  |  | 27233 | 1,179.29 44.39 52.68 124.95 | 1179.29 | 44.39 | 52.68 | 124.95 | 1179.29 | 44.39 | 52.68 | 124.95
27/26
27 | 27 | ELECTRICAL INSTALLATION - LIGHTING SYSTEM AND FIXTURES | [18 empty] | 27
| Item | Item
FLUORESCENT LIGHTING FITTINGS (CONT'D)
| Take | [24 empty] | Take
| Supply | [23 empty] | down | down |  |  | Fix
| Compact fluorescent down light fitting, recess mounted to false ceiling, integral | [16 empty] | and | [6 empty] | and | and set |  |  | only
| electronic control gear/ ballast, white stove enameled steel/ die cast aluminium | [16 empty] | fix | [6 empty] | clear | aside for
| body and anodized aluminium reflector with/ without metal trim:- | [16 empty] | away | [7 empty] | re-use
| A | [23 empty] | B | C |  |  | D
| Each |  |  | $ | [20 empty] | $ | $ |  |  | $
27234 | 27234 | Down light with 7/ 9/ 11W PL lamp similar to SFA 224....................................................................................................... | [18 empty] | 236.84 |  |  |  | 17.57 |  | 21.50 |  | 61.01 |  | 27234 |  |  | 27234 | 236.84 17.57 21.50 61.01 | 236.84 | 17.57 | 21.5 | 61.01 | 236.84 | 17.57 | 21.5 | 61.01
27235 | 27235 | Down light with 7/ 9/ 11W PL lamp c/w glass diffuser similar to SFA 224......................................................................... | [18 empty] | 316.32 |  |  |  | 17.57 |  | 21.50 |  | 61.01 |  | 27235 |  |  | 27235 | 316.32 17.57 21.50 61.01 | 316.32 | 17.57 | 21.5 | 61.01 | 316.32 | 17.57 | 21.5 | 61.01
27236 | 27236 | Down light with 13/ 18/ 26W PL lamp similar to SFA 224.................................................................................................. | [18 empty] | 255.80 |  |  |  | 17.57 |  | 21.50 |  | 61.01 |  | 27236 |  |  | 27236 | 255.80 17.57 21.50 61.01 | 255.8 | 17.57 | 21.5 | 61.01 | 255.8 | 17.57 | 21.5 | 61.01
27237 | 27237 | Down light with 13/ 18/ 26W PL lamp c/w glass diffuser similar to SFA 224..................................................................... | [18 empty] | 332.14 |  |  |  | 17.57 |  | 21.50 |  | 61.01 |  | 27237 |  |  | 27237 | 332.14 17.57 21.50 61.01 | 332.14 | 17.57 | 21.5 | 61.01 | 332.14 | 17.57 | 21.5 | 61.01
27238 | 27238 | Down light with 2 x 13W/ 2 x 18W/ 2 x 26W PL lamp similar to SFA 224......................................................................... | [18 empty] | 338.32 |  |  |  | 17.57 |  | 21.50 |  | 61.01 |  | 27238 |  |  | 27238 | 338.32 17.57 21.50 61.01 | 338.32 | 17.57 | 21.5 | 61.01 | 338.32 | 17.57 | 21.5 | 61.01
27239 | 27239 | Down light with 2 x 13W/ 2 x 18W/ 2 x 26W PL lamp c/w glass diffuser similar to SFA 224........................................... | [18 empty] | 422.93 |  |  |  | 17.57 |  | 21.50 |  | 61.01 |  | 27239 |  |  | 27239 | 422.93 17.57 21.50 61.01 | 422.93 | 17.57 | 21.5 | 61.01 | 422.93 | 17.57 | 21.5 | 61.01
27240 | 27240 | Down light with 13/ 18/ 26W PL lamp, IP 65 c/w safety glass diffuser similar to SFA 224............................................... | [18 empty] | 2,146.02 |  |  |  | 17.57 |  | 21.50 |  | 61.01 |  | 27240 |  |  | 27240 | 2,146.02 17.57 21.50 61.01 | 2146.02 | 17.57 | 21.5 | 61.01 | 2146.02 | 17.57 | 21.5 | 61.01
27241 | 27241 | Down light with dimmable electronic ballast, 13/ 18/ 26W PL lamp similar to SFA 224................................................... | [18 empty] | 1,364.56 |  |  |  | 17.57 |  | 21.50 |  | 61.01 |  | 27241 |  |  | 27241 | 1,364.56 17.57 21.50 61.01 | 1364.56 | 17.57 | 21.5 | 61.01 | 1364.56 | 17.57 | 21.5 | 61.01
27242 | 27242 | Down light with dimmable electronic ballast, 2 x 13W/ 2 x 18W/ 2 x 26W PL lamp similar to SFA 224.......................... | [18 empty] | 1,526.75 |  |  |  | 17.57 |  | 21.50 |  | 61.01 |  | 27242 |  |  | 27242 | 1,526.75 17.57 21.50 61.01 | 1526.75 | 17.57 | 21.5 | 61.01 | 1526.75 | 17.57 | 21.5 | 61.01
Recessed downlight : -
Each
27243 | 27243 | Ceiling recessed downlight similar to SFA 224, die cast aluminium body and front ring, anodised
aluminium reflector, 150 mm diameter, IP65 c/w safety glass, control gear and 1 x 18W/ 26W
compact fluorescent lamp c/w emergency power pack with NiMH rechargeable battery for 2 hours
| discharge.................................................................................................................................................................................. | [19 empty] | 1,305.29 |  |  |  | 20.17 |  | 24.22 |  | 73.19 |  | 27243 |  |  | 27243 | 1,305.29 20.17 24.22 73.19 | 1305.29 | 20.17 | 24.22 | 73.19 | 1305.29 | 20.17 | 24.22 | 73.19
27/27
27 | 27 | ELECTRICAL INSTALLATION - LIGHTING SYSTEM AND FIXTURES | [18 empty] | 27
| Item | Item
FLUORESCENT LIGHTING FITTINGS (CONT'D)
| Take | [24 empty] | Take
| Supply | [23 empty] | down | down |  |  | Fix
| Surface mounted fluorescent light fitting c/w T5 circular fluorescent tube, | [16 empty] | and | [6 empty] | and | and set |  |  | only
| electronic control gear/ electronic ballast and diffuser : - | [14 empty] | fix | [8 empty] | clear | aside for
| away | [24 empty] | re-use
| A | [23 empty] | B | C |  |  | D
| Each |  |  | $ | [20 empty] | $ | $ |  |  | $
27244 | 27244 | 1 x 22W................................................................................................................................................................................... | [18 empty] | 909.93 |  |  |  | 24.01 |  | 30.50 |  | 91.66 |  | 27244 |  |  | 27244 | 909.93 24.01 30.50 91.66 | 909.93 | 24.01 | 30.5 | 91.66 | 909.93 | 24.01 | 30.5 | 91.66
27245 | 27245 | 1 x 40W................................................................................................................................................................................... | [18 empty] | 1,161.05 |  |  |  | 24.01 |  | 30.50 |  | 91.66 |  | 27245 |  |  | 27245 | 1,161.05 24.01 30.50 91.66 | 1161.05 | 24.01 | 30.5 | 91.66 | 1161.05 | 24.01 | 30.5 | 91.66
Surface mounted compact fluorescent light fitting, integral electronic
control gear/ ballast : -
Each
27246 | 27246 | Twin compact fluorescent 9W c/w prismatic controller........................................................................................................ | [18 empty] | 509.16 |  |  |  | 22.25 |  | 27.45 |  | 75.07 |  | 27246 |  |  | 27246 | 509.16 22.25 27.45 75.07 | 509.16 | 22.25 | 27.45 | 75.07 | 509.16 | 22.25 | 27.45 | 75.07
27247 | 27247 | Twin compact fluorescent 11W c/w prismatic controller...................................................................................................... | [18 empty] | 548.93 |  |  |  | 22.25 |  | 27.45 |  | 75.07 |  | 27247 |  |  | 27247 | 548.93 22.25 27.45 75.07 | 548.93 | 22.25 | 27.45 | 75.07 | 548.93 | 22.25 | 27.45 | 75.07
27248 | 27248 | Circular/ diamond shape compact fluorescent lighting fitting opal/ clear prismatic
polycarbonate diffuser, die cast aluminium/ polycarbonate body c/w 16/ 21W 2D
| lamp ........................................................................................................................................................................................ | [19 empty] | 456.17 |  |  |  | 22.38 |  | 27.55 |  | 75.22 |  | 27248 |  |  | 27248 | 456.17 22.38 27.55 75.22 | 456.17 | 22.38 | 27.55 | 75.22 | 456.17 | 22.38 | 27.55 | 75.22
27249 | 27249 | Circular/ diamond shape compact fluorescent lighting fitting opal/ clear prismatic
polycarbonate diffuser, die cast aluminium/ polycarbonate body c/w 28/ 38W 2D
| lamp ........................................................................................................................................................................................ | [19 empty] | 551.17 |  |  |  | 22.38 |  | 27.55 |  | 75.22 |  | 27249 |  |  | 27249 | 551.17 22.38 27.55 75.22 | 551.17 | 22.38 | 27.55 | 75.22 | 551.17 | 22.38 | 27.55 | 75.22
27250 | 27250 | Circular/ diamond shape compact fluorescent lighting fitting vandal resistant prismatic
diffuser, die-cast aluminium base with IP65 protection body c/w 16/ 21W 2D
| electronic ballast and lamp tube ............................................................................................................................................ | [19 empty] | 912.96 |  |  |  | 22.38 |  | 27.55 |  | 75.22 |  | 27250 |  |  | 27250 | 912.96 22.38 27.55 75.22 | 912.96 | 22.38 | 27.55 | 75.22 | 912.96 | 22.38 | 27.55 | 75.22
27251 | 27251 | Circular/ diamond shape compact fluorescent lighting fitting vandal resistant prismatic
diffuser, die-cast aluminium base with IP65 protection body c/w 28/ 38W 2D
| electronic ballast and lamp tube ............................................................................................................................................ | [19 empty] | 996.97 |  |  |  | 22.38 |  | 27.55 |  | 75.22 |  | 27251 |  |  | 27251 | 996.97 22.38 27.55 75.22 | 996.97 | 22.38 | 27.55 | 75.22 | 996.97 | 22.38 | 27.55 | 75.22
27252 | 27252 | Circular/ diamond shape compact fluorescent lighting fitting vandal resistant prismatic
diffuser, die-cast aluminium base with IP65 protection body c/w 28/ 38W 2D
electronic ballast, lamp tube and 2-hour emergency power pack (NiMH) and
| charger..................................................................................................................................................................................... | [19 empty] | 1,709.40 |  |  |  | 22.38 |  | 27.55 |  | 75.22 |  | 27252 |  |  | 27252 | 1,709.40 22.38 27.55 75.22 | 1709.4 | 22.38 | 27.55 | 75.22 | 1709.4 | 22.38 | 27.55 | 75.22
27/28
27 | 27 | ELECTRICAL INSTALLATION - LIGHTING SYSTEM AND FIXTURES | [18 empty] | 27
| Item | Item
| FLUORESCENT LIGHTING FITTINGS (CONT'D) | [14 empty] | Take | [9 empty] | Take
| Supply | [23 empty] | down | down |  |  | Fix
| and | [23 empty] | and | and set |  |  | only
| Self-contained and maintained type for 2-hour duration emergency fluorescent | [16 empty] | fix | [6 empty] | clear | aside for
| lighting fitting c/w battery charger, inverter and : - | [12 empty] | away | [11 empty] | re-use
| A | [23 empty] | B | C |  |  | D
| Each |  |  | $ | [20 empty] | $ | $ |  |  | $
27253 | 27253 | 600/ 900 mm, 1 x 14W/ 21W single fluorescent tube (electronic ballast)............................................................................ | [18 empty] | 433.08 |  |  |  | 22.03 |  | 27.12 |  | 75.61 |  | 27253 |  |  | 27253 | 433.08 22.03 27.12 75.61 | 433.08 | 22.03 | 27.12 | 75.61 | 433.08 | 22.03 | 27.12 | 75.61
27254 | 27254 | 600/ 900 mm, 2 x 14W/ 21W twin fluorescent tubes (electronic ballasts)........................................................................... | [18 empty] | 549.79 |  |  |  | 24.23 |  | 29.52 |  | 82.25 |  | 27254 |  |  | 27254 | 549.79 24.23 29.52 82.25 | 549.79 | 24.23 | 29.52 | 82.25 | 549.79 | 24.23 | 29.52 | 82.25
27255 | 27255 | 1200/ 1500 mm, 1 x 28W/ 35W single fluorescent tube (electronic ballast)........................................................................ | [18 empty] | 637.05 |  |  |  | 25.11 |  | 30.13 |  | 87.83 |  | 27255 |  |  | 27255 | 637.05 25.11 30.13 87.83 | 637.05 | 25.11 | 30.13 | 87.83 | 637.05 | 25.11 | 30.13 | 87.83
27256 | 27256 | 1200/ 1500 mm, 2 x 28W/ 35W twin fluorescent tubes (electronic ballasts)....................................................................... | [18 empty] | 740.83 |  |  |  | 26.41 |  | 31.28 |  | 94.91 |  | 27256 |  |  | 27256 | 740.83 26.41 31.28 94.91 | 740.83 | 26.41 | 31.28 | 94.91 | 740.83 | 26.41 | 31.28 | 94.91
27257 | 27257 | Bulk head fitting, 1 x 13/ 18/ 26W compact fluorescent tube............................................................................................... | [18 empty] | 566.75 |  |  |  | 23.62 |  | 28.77 |  | 79.79 |  | 27257 |  |  | 27257 | 566.75 23.62 28.77 79.79 | 566.75 | 23.62 | 28.77 | 79.79 | 566.75 | 23.62 | 28.77 | 79.79
27258 | 27258 | Ditto but 2 x 13/ 18/ 26W compact fluorescent tubes............................................................................................................ | [18 empty] | 650.82 |  |  |  | 23.62 |  | 28.77 |  | 79.79 |  | 27258 |  |  | 27258 | 650.82 23.62 28.77 79.79 | 650.82 | 23.62 | 28.77 | 79.79 | 650.82 | 23.62 | 28.77 | 79.79
27259 | 27259 | Bulk head fitting, 1 x 7/ 9/ 11W compact fluorescent tube................................................................................................... | [18 empty] | 506.22 |  |  |  | 23.62 |  | 28.77 |  | 79.79 |  | 27259 |  |  | 27259 | 506.22 23.62 28.77 79.79 | 506.22 | 23.62 | 28.77 | 79.79 | 506.22 | 23.62 | 28.77 | 79.79
27260 | 27260 | Ditto but 2 x 7/ 9/ 11W compact fluorescent tubes................................................................................................................ | [18 empty] | 568.36 |  |  |  | 23.62 |  | 28.77 |  | 79.79 |  | 27260 |  |  | 27260 | 568.36 23.62 28.77 79.79 | 568.36 | 23.62 | 28.77 | 79.79 | 568.36 | 23.62 | 28.77 | 79.79
Weather proof, IP65 self-contained and maintained type for 2-hour duration
emergency fluorescent lighting fitting with polycarbonate/ slab cover, battery
charger, inverter and : -
Each
27261 | 27261 | 600/ 900 mm, 1 x 14W/ 21W single fluorescent tube (electronic ballast)............................................................................ | [18 empty] | 578.14 |  |  |  | 21.92 |  | 26.90 |  | 75.01 |  | 27261 |  |  | 27261 | 578.14 21.92 26.90 75.01 | 578.14 | 21.92 | 26.9 | 75.01 | 578.14 | 21.92 | 26.9 | 75.01
27262 | 27262 | 600/ 900 mm, 2 x 14W/ 21W twin fluorescent lamp tubes (electronic ballasts).................................................................. | [18 empty] | 762.21 |  |  |  | 23.13 |  | 29.27 |  | 81.61 |  | 27262 |  |  | 27262 | 762.21 23.13 29.27 81.61 | 762.21 | 23.13 | 29.27 | 81.61 | 762.21 | 23.13 | 29.27 | 81.61
27263 | 27263 | 1200/ 1500 mm, 1 x 28W/ 35W single fluorescent tube (electronic ballast)........................................................................ | [18 empty] | 737.95 |  |  |  | 25.67 |  | 30.94 |  | 93.84 |  | 27263 |  |  | 27263 | 737.95 25.67 30.94 93.84 | 737.95 | 25.67 | 30.94 | 93.84 | 737.95 | 25.67 | 30.94 | 93.84
27264 | 27264 | 1200/ 1500 mm, 2 x 28W/ 35W twin fluorescent lamp tubes (electronic ballasts).............................................................. | [18 empty] | 932.71 |  |  |  | 26.27 |  | 31.05 |  | 94.15 |  | 27264 |  |  | 27264 | 932.71 26.27 31.05 94.15 | 932.71 | 26.27 | 31.05 | 94.15 | 932.71 | 26.27 | 31.05 | 94.15
27265 | 27265 | Bulk head fitting, 1 x 13/ 18/ 26W compact fluorescent tube............................................................................................... | [18 empty] | 745.10 |  |  |  | 23.48 |  | 28.54 |  | 79.16 |  | 27265 |  |  | 27265 | 745.10 23.48 28.54 79.16 | 745.1 | 23.48 | 28.54 | 79.16 | 745.1 | 23.48 | 28.54 | 79.16
27266 | 27266 | Ditto but 2 x 13/ 18/ 26W compact fluorescent tubes............................................................................................................ | [18 empty] | 876.50 |  |  |  | 23.48 |  | 28.54 |  | 79.16 |  | 27266 |  |  | 27266 | 876.50 23.48 28.54 79.16 | 876.5 | 23.48 | 28.54 | 79.16 | 876.5 | 23.48 | 28.54 | 79.16
27267 | 27267 | Bulk head fitting, 1 x 7/ 9/ 11W compact fluorescent tube................................................................................................... | [18 empty] | 704.60 |  |  |  | 23.48 |  | 28.54 |  | 79.16 |  | 27267 |  |  | 27267 | 704.60 23.48 28.54 79.16 | 704.6 | 23.48 | 28.54 | 79.16 | 704.6 | 23.48 | 28.54 | 79.16
27268 | 27268 | Ditto but 2 x 7/ 9/ 11W compact fluorescent tubes................................................................................................................ | [18 empty] | 768.65 |  |  |  | 23.48 |  | 28.54 |  | 79.16 |  | 27268 |  |  | 27268 | 768.65 23.48 28.54 79.16 | 768.65 | 23.48 | 28.54 | 79.16 | 768.65 | 23.48 | 28.54 | 79.16
27/29
27 | 27 | ELECTRICAL INSTALLATION - LIGHTING SYSTEM AND FIXTURES | [18 empty] | 27
| Item | Item
FLUORESCENT LIGHTING FITTINGS (CONT'D)
| Take | [24 empty] | Take
| Supply | [23 empty] | down | down |  |  | Fix
| Corrosion resistant fluorescent light fitting c/w polycarbonate diffuser, IP65, | [16 empty] | and | [6 empty] | and | and set |  |  | only
| T5 fluorescent tube and electronic ballast (one electronic ballast for each | [16 empty] | fix | [6 empty] | clear | aside for
| set of fluorescent tube) : - | [9 empty] | away | [14 empty] | re-use
| A | [23 empty] | B | C |  |  | D
| Each |  |  | $ | [20 empty] | $ | $ |  |  | $
27269 | 27269 | 600 mm, 1 x 14W similar to SFA 116.................................................................................................................................... | [18 empty] | 574.64 |  |  |  | 29.47 |  | 35.54 |  | 107.12 |  | 27269 |  |  | 27269 | 574.64 29.47 35.54 107.12 | 574.64 | 29.47 | 35.54 | 107.12 | 574.64 | 29.47 | 35.54 | 107.12
27270 | 27270 | 600 mm, 2 x 14W similar to SFA 117.................................................................................................................................... | [18 empty] | 723.19 |  |  |  | 30.98 |  | 37.22 |  | 121.99 |  | 27270 |  |  | 27270 | 723.19 30.98 37.22 121.99 | 723.19 | 30.98 | 37.22 | 121.99 | 723.19 | 30.98 | 37.22 | 121.99
27271 | 27271 | 1200 mm, 1 x 28W similar to SFA 116.................................................................................................................................. | [18 empty] | 661.71 |  |  |  | 34.33 |  | 40.16 |  | 115.78 |  | 27271 |  |  | 27271 | 661.71 34.33 40.16 115.78 | 661.71 | 34.33 | 40.16 | 115.78 | 661.71 | 34.33 | 40.16 | 115.78
27272 | 27272 | 1200 mm, 2 x 28W similar to SFA 117.................................................................................................................................. | [18 empty] | 853.44 |  |  |  | 35.99 |  | 42.36 |  | 135.53 |  | 27272 |  |  | 27272 | 853.44 35.99 42.36 135.53 | 853.44 | 35.99 | 42.36 | 135.53 | 853.44 | 35.99 | 42.36 | 135.53
27273 | 27273 | 1500 mm, 1 x 35W similar to SFA 116.................................................................................................................................. | [18 empty] | 1,010.03 |  |  |  | 36.77 |  | 43.92 |  | 121.08 |  | 27273 |  |  | 27273 | 1,010.03 36.77 43.92 121.08 | 1010.03 | 36.77 | 43.92 | 121.08 | 1010.03 | 36.77 | 43.92 | 121.08
27274 | 27274 | 1500 mm, 2 x 35W similar to SFA 117.................................................................................................................................. | [18 empty] | 1,185.30 |  |  |  | 39.44 |  | 46.99 |  | 141.59 |  | 27274 |  |  | 27274 | 1,185.30 39.44 46.99 141.59 | 1185.3 | 39.44 | 46.99 | 141.59 | 1185.3 | 39.44 | 46.99 | 141.59
27275 | 27275 | 1500 mm, 1 x 49W similar to SFA 116.................................................................................................................................. | [18 empty] | 1,067.59 |  |  |  | 37.90 |  | 44.83 |  | 121.08 |  | 27275 |  |  | 27275 | 1,067.59 37.90 44.83 121.08 | 1067.59 | 37.9 | 44.83 | 121.08 | 1067.59 | 37.9 | 44.83 | 121.08
27276 | 27276 | 1500 mm, 2 x 49W similar to SFA 117.................................................................................................................................. | [18 empty] | 1,229.01 |  |  |  | 40.57 |  | 47.89 |  | 141.59 |  | 27276 |  |  | 27276 | 1,229.01 40.57 47.89 141.59 | 1229.01 | 40.57 | 47.89 | 141.59 | 1229.01 | 40.57 | 47.89 | 141.59
Corrosion resistant IP65 fluorescent lighting fitting c/w T8 electronic ballast and
self-contained battery (NiCd)/ (NiMH) for 2 hours discharge (emergency of the normal
length) : -
Each
27277 | 27277 | 600 mm, 1 x 18/ 20W, single tube.......................................................................................................................................... | [18 empty] | - |  |  |  | 21.94 |  | 27.08 |  | 73.79 |  | 27277 |  |  | 27277 | - 21.94 27.08 73.79 | #VALUE! | 21.94 | 27.08 | 73.79 | - | 21.94 | 27.08 | 73.79
27278 | 27278 | 600 mm, 2 x 18/ 20W, twin tube............................................................................................................................................ | [18 empty] | - |  |  |  | 24.69 |  | 30.57 |  | 86.15 |  | 27278 |  |  | 27278 | - 24.69 30.57 86.15 | #VALUE! | 24.69 | 30.57 | 86.15 | - | 24.69 | 30.57 | 86.15
27279 | 27279 | 1200 mm, 1 x 36/ 40W, single tube........................................................................................................................................ | [18 empty] | - |  |  |  | 23.57 |  | 28.72 |  | 79.64 |  | 27279 |  |  | 27279 | - 23.57 28.72 79.64 | #VALUE! | 23.57 | 28.72 | 79.64 | - | 23.57 | 28.72 | 79.64
27280 | 27280 | 1200 mm, 2 x 36/ 40W, twin tube.......................................................................................................................................... | [18 empty] | - |  |  |  | 25.56 |  | 31.31 |  | 92.19 |  | 27280 |  |  | 27280 | - 25.56 31.31 92.19 | #VALUE! | 25.56 | 31.31 | 92.19 | - | 25.56 | 31.31 | 92.19
27281 | 27281 | 1500 mm, 1 x 58/ 60W, single tube........................................................................................................................................ | [18 empty] | - |  |  |  | 24.69 |  | 30.57 |  | 86.15 |  | 27281 |  |  | 27281 | - 24.69 30.57 86.15 | #VALUE! | 24.69 | 30.57 | 86.15 | - | 24.69 | 30.57 | 86.15
27282 | 27282 | 1500 mm, 2 x 58/ 60W, twin tube.......................................................................................................................................... | [18 empty] | - |  |  |  | 28.57 |  | 34.89 |  | 98.99 |  | 27282 |  |  | 27282 | - 28.57 34.89 98.99 | #VALUE! | 28.57 | 34.89 | 98.99 | - | 28.57 | 34.89 | 98.99
27/30
27 | 27 | ELECTRICAL INSTALLATION - LIGHTING SYSTEM AND FIXTURES | [18 empty] | 27
| Item | Item
FLUORESCENT LIGHTING FITTINGS (CONT'D)
| Take | [24 empty] | Take
| Supply | [23 empty] | down | down |  |  | Fix
| Corrosion resistant IP65 fluorescent lighting fitting c/w T5 electronic ballast and | [16 empty] | and | [6 empty] | and | and set |  |  | only
| self-contained battery (NiCd) for 2 hours discharge (emergency of the normal | [16 empty] | fix | [6 empty] | clear | aside for
| length) : - |  |  |  | away | [20 empty] | re-use
| A | [23 empty] | B | C |  |  | D
| Each |  |  | $ | [20 empty] | $ | $ |  |  | $
27283 | 27283 | 600 mm, 1 x 14W, single tube................................................................................................................................................ | [18 empty] | - |  |  |  | 21.94 |  | 27.08 |  | 73.79 |  | 27283 |  |  | 27283 | - 21.94 27.08 73.79 | #VALUE! | 21.94 | 27.08 | 73.79 | - | 21.94 | 27.08 | 73.79
27284 | 27284 | 600 mm, 2 x 14W, twin tube.................................................................................................................................................. | [18 empty] | - |  |  |  | 24.69 |  | 30.57 |  | 86.15 |  | 27284 |  |  | 27284 | - 24.69 30.57 86.15 | #VALUE! | 24.69 | 30.57 | 86.15 | - | 24.69 | 30.57 | 86.15
27285 | 27285 | 1200 mm, 1 x 28W, single tube.............................................................................................................................................. | [18 empty] | - |  |  |  | 23.57 |  | 28.72 |  | 79.64 |  | 27285 |  |  | 27285 | - 23.57 28.72 79.64 | #VALUE! | 23.57 | 28.72 | 79.64 | - | 23.57 | 28.72 | 79.64
27286 | 27286 | 1200 mm, 2 x 28W, twin tube................................................................................................................................................ | [18 empty] | - |  |  |  | 25.56 |  | 31.31 |  | 92.19 |  | 27286 |  |  | 27286 | - 25.56 31.31 92.19 | #VALUE! | 25.56 | 31.31 | 92.19 | - | 25.56 | 31.31 | 92.19
27287 | 27287 | 1500 mm, 1 x 35W, single tube.............................................................................................................................................. | [18 empty] | - |  |  |  | 24.53 |  | 30.31 |  | 84.08 |  | 27287 |  |  | 27287 | - 24.53 30.31 84.08 | #VALUE! | 24.53 | 30.31 | 84.08 | - | 24.53 | 30.31 | 84.08
27288 | 27288 | 1500 mm, 2 x 35W, twin tube................................................................................................................................................ | [18 empty] | - |  |  |  | 28.56 |  | 34.89 |  | 98.99 |  | 27288 |  |  | 27288 | - 28.56 34.89 98.99 | #VALUE! | 28.56 | 34.89 | 98.99 | - | 28.56 | 34.89 | 98.99
27289 | 27289 | 1500 mm, 1 x 49W, single tube.............................................................................................................................................. | [18 empty] | - |  |  |  | 24.69 |  | 30.57 |  | 86.15 |  | 27289 |  |  | 27289 | - 24.69 30.57 86.15 | #VALUE! | 24.69 | 30.57 | 86.15 | - | 24.69 | 30.57 | 86.15
27290 | 27290 | 1500 mm, 2 x 49W, twin tube................................................................................................................................................ | [18 empty] | - |  |  |  | 28.74 |  | 35.19 |  | 101.43 |  | 27290 |  |  | 27290 | - 28.74 35.19 101.43 | #VALUE! | 28.74 | 35.19 | 101.43 | - | 28.74 | 35.19 | 101.43
Corrosion resistant IP65 fluorescent lighting fitting c/w T5 electronic ballast and
self-contained battery (NiMH) for 2 hours discharge (emergency of the normal
length) : -
Each
27291 | 27291 | 600 mm, 1 x 14W, single tube................................................................................................................................................ | [18 empty] | 836.98 |  |  |  | 21.94 |  | 27.08 |  | 73.79 |  | 27291 |  |  | 27291 | 836.98 21.94 27.08 73.79 | 836.98 | 21.94 | 27.08 | 73.79 | 836.98 | 21.94 | 27.08 | 73.79
27292 | 27292 | 600 mm, 2 x 14W, twin tube.................................................................................................................................................. | [18 empty] | 1,007.18 |  |  |  | 24.69 |  | 30.57 |  | 86.15 |  | 27292 |  |  | 27292 | 1,007.18 24.69 30.57 86.15 | 1007.18 | 24.69 | 30.57 | 86.15 | 1007.18 | 24.69 | 30.57 | 86.15
27293 | 27293 | 1200 mm, 1 x 28W, single tube.............................................................................................................................................. | [18 empty] | 898.67 |  |  |  | 23.57 |  | 28.72 |  | 79.64 |  | 27293 |  |  | 27293 | 898.67 23.57 28.72 79.64 | 898.67 | 23.57 | 28.72 | 79.64 | 898.67 | 23.57 | 28.72 | 79.64
27294 | 27294 | 1200 mm, 2 x 28W, twin tube................................................................................................................................................ | [18 empty] | 1,087.96 |  |  |  | 25.56 |  | 31.31 |  | 92.19 |  | 27294 |  |  | 27294 | 1,087.96 25.56 31.31 92.19 | 1087.96 | 25.56 | 31.31 | 92.19 | 1087.96 | 25.56 | 31.31 | 92.19
27295 | 27295 | 1500 mm, 1 x 35W, single tube.............................................................................................................................................. | [18 empty] | 1,467.31 |  |  |  | 24.53 |  | 30.31 |  | 84.08 |  | 27295 |  |  | 27295 | 1,467.31 24.53 30.31 84.08 | 1467.31 | 24.53 | 30.31 | 84.08 | 1467.31 | 24.53 | 30.31 | 84.08
27296 | 27296 | 1500 mm, 2 x 35W, twin tube................................................................................................................................................ | [18 empty] | 1,739.56 |  |  |  | 28.56 |  | 34.89 |  | 98.99 |  | 27296 |  |  | 27296 | 1,739.56 28.56 34.89 98.99 | 1739.56 | 28.56 | 34.89 | 98.99 | 1739.56 | 28.56 | 34.89 | 98.99
27297 | 27297 | 1500 mm, 1 x 49W, single tube.............................................................................................................................................. | [18 empty] | 1,472.42 |  |  |  | 24.69 |  | 30.57 |  | 86.15 |  | 27297 |  |  | 27297 | 1,472.42 24.69 30.57 86.15 | 1472.42 | 24.69 | 30.57 | 86.15 | 1472.42 | 24.69 | 30.57 | 86.15
27298 | 27298 | 1500 mm, 2 x 49W, twin tube................................................................................................................................................ | [18 empty] | 1,753.02 |  |  |  | 28.74 |  | 35.19 |  | 101.43 |  | 27298 |  |  | 27298 | 1,753.02 28.74 35.19 101.43 | 1753.02 | 28.74 | 35.19 | 101.43 | 1753.02 | 28.74 | 35.19 | 101.43
27/31
27 | 27 | ELECTRICAL INSTALLATION - LIGHTING SYSTEM AND FIXTURES | [18 empty] | 27
| Item | Item
FLUORESCENT LIGHTING FITTINGS (CONT'D)
| Take | [24 empty] | Take
| Supply | [23 empty] | down | down |  |  | Fix
| Corrosion resistant IP65 fluorescent lighting fitting c/w T5 electronic dimmable | [16 empty] | and | [6 empty] | and | and set |  |  | only
| ballast and self-contained battery (NiMH) for 2 hours discharge (emergency of | [16 empty] | fix | [6 empty] | clear | aside for
| the normal length) : - | [5 empty] | away | [18 empty] | re-use
| A | [23 empty] | B | C |  |  | D
| Each |  |  | $ | [20 empty] | $ | $ |  |  | $
27299 | 27299 | 1200 mm, 1 x 28W, single tube.............................................................................................................................................. | [18 empty] | 1,030.98 |  |  |  | 23.57 |  | 28.72 |  | 79.64 |  | 27299 |  |  | 27299 | 1,030.98 23.57 28.72 79.64 | 1030.98 | 23.57 | 28.72 | 79.64 | 1030.98 | 23.57 | 28.72 | 79.64
27300 | 27300 | 1200 mm, 2 x 28W, twin tube................................................................................................................................................ | [18 empty] | 1,351.01 |  |  |  | 25.56 |  | 31.31 |  | 92.19 |  | 27300 |  |  | 27300 | 1,351.01 25.56 31.31 92.19 | 1351.01 | 25.56 | 31.31 | 92.19 | 1351.01 | 25.56 | 31.31 | 92.19
27301 | 27301 | 1500 mm, 1 x 35W, single tube.............................................................................................................................................. | [18 empty] | 1,600.93 |  |  |  | 24.53 |  | 30.31 |  | 84.08 |  | 27301 |  |  | 27301 | 1,600.93 24.53 30.31 84.08 | 1600.93 | 24.53 | 30.31 | 84.08 | 1600.93 | 24.53 | 30.31 | 84.08
27302 | 27302 | 1500 mm, 2 x 35W, twin tube................................................................................................................................................ | [18 empty] | 2,005.02 |  |  |  | 28.56 |  | 34.89 |  | 98.99 |  | 27302 |  |  | 27302 | 2,005.02 28.56 34.89 98.99 | 2005.02 | 28.56 | 34.89 | 98.99 | 2005.02 | 28.56 | 34.89 | 98.99
27303 | 27303 | 1200 mm, 1 x 28W, single tube c/w light sensor................................................................................................................... | [18 empty] | 1,050.03 |  |  |  | 23.57 |  | 28.72 |  | 79.64 |  | 27303 |  |  | 27303 | 1,050.03 23.57 28.72 79.64 | 1050.03 | 23.57 | 28.72 | 79.64 | 1050.03 | 23.57 | 28.72 | 79.64
27304 | 27304 | 1500 mm, 1 x 35W, single tube c/w light sensor................................................................................................................... | [18 empty] | 1,619.98 |  |  |  | 24.53 |  | 30.31 |  | 84.08 |  | 27304 |  |  | 27304 | 1,619.98 24.53 30.31 84.08 | 1619.98 | 24.53 | 30.31 | 84.08 | 1619.98 | 24.53 | 30.31 | 84.08
Corrosion resistant IP65 fluorescent lighting fitting c/w T8 electronic ballast : -
Each
27305 | 27305 | 600 mm, 1 x 18/ 20W, single tube.......................................................................................................................................... | [18 empty] | - |  |  |  | 21.94 |  | 27.08 |  | 73.79 |  | 27305 |  |  | 27305 | - 21.94 27.08 73.79 | #VALUE! | 21.94 | 27.08 | 73.79 | - | 21.94 | 27.08 | 73.79
27306 | 27306 | 600 mm, 2 x 18/ 20W, twin tube............................................................................................................................................ | [18 empty] | - |  |  |  | 24.69 |  | 30.57 |  | 86.15 |  | 27306 |  |  | 27306 | - 24.69 30.57 86.15 | #VALUE! | 24.69 | 30.57 | 86.15 | - | 24.69 | 30.57 | 86.15
27307 | 27307 | 1200 mm, 1 x 36/ 40W, single tube........................................................................................................................................ | [18 empty] | - |  |  |  | 23.57 |  | 28.72 |  | 79.64 |  | 27307 |  |  | 27307 | - 23.57 28.72 79.64 | #VALUE! | 23.57 | 28.72 | 79.64 | - | 23.57 | 28.72 | 79.64
27308 | 27308 | 1200 mm, 2 x 36/ 40W, twin tube.......................................................................................................................................... | [18 empty] | - |  |  |  | 25.56 |  | 31.31 |  | 92.19 |  | 27308 |  |  | 27308 | - 25.56 31.31 92.19 | #VALUE! | 25.56 | 31.31 | 92.19 | - | 25.56 | 31.31 | 92.19
27309 | 27309 | 1500 mm, 1 x 58/ 60W, single tube........................................................................................................................................ | [18 empty] | - |  |  |  | 24.69 |  | 30.57 |  | 86.15 |  | 27309 |  |  | 27309 | - 24.69 30.57 86.15 | #VALUE! | 24.69 | 30.57 | 86.15 | - | 24.69 | 30.57 | 86.15
27310 | 27310 | 1500 mm, 2 x 58/ 60W, twin tube.......................................................................................................................................... | [18 empty] | - |  |  |  | 28.56 |  | 34.89 |  | 98.99 |  | 27310 |  |  | 27310 | - 28.56 34.89 98.99 | #VALUE! | 28.56 | 34.89 | 98.99 | - | 28.56 | 34.89 | 98.99
Corrosion resistant IP65 fluorescent lighting fitting c/w T5 electronic dimmable
ballast : -
Each
27311 | 27311 | 1200 mm, 1 x 28W, single tube.............................................................................................................................................. | [18 empty] | 775.47 |  |  |  | 23.53 |  | 28.68 |  | 79.49 |  | 27311 |  |  | 27311 | 775.47 23.53 28.68 79.49 | 775.47 | 23.53 | 28.68 | 79.49 | 775.47 | 23.53 | 28.68 | 79.49
27312 | 27312 | 1200 mm, 2 x 28W, twin tube................................................................................................................................................ | [18 empty] | 1,095.50 |  |  |  | 25.49 |  | 31.24 |  | 92.01 |  | 27312 |  |  | 27312 | 1,095.50 25.49 31.24 92.01 | 1095.5 | 25.49 | 31.24 | 92.01 | 1095.5 | 25.49 | 31.24 | 92.01
27313 | 27313 | 1500 mm, 1 x 35W, single tube.............................................................................................................................................. | [18 empty] | 1,340.73 |  |  |  | 24.50 |  | 30.24 |  | 83.89 |  | 27313 |  |  | 27313 | 1,340.73 24.50 30.24 83.89 | 1340.73 | 24.5 | 30.24 | 83.89 | 1340.73 | 24.5 | 30.24 | 83.89
27314 | 27314 | 1500 mm, 2 x 35W, twin tube................................................................................................................................................ | [18 empty] | 1,744.83 |  |  |  | 28.50 |  | 34.83 |  | 98.79 |  | 27314 |  |  | 27314 | 1,744.83 28.50 34.83 98.79 | 1744.83 | 28.5 | 34.83 | 98.79 | 1744.83 | 28.5 | 34.83 | 98.79
27315 | 27315 | 1200 mm, 1 x 28W, single tube c/w light sensor................................................................................................................... | [18 empty] | 794.52 |  |  |  | 23.53 |  | 28.68 |  | 79.49 |  | 27315 |  |  | 27315 | 794.52 23.53 28.68 79.49 | 794.52 | 23.53 | 28.68 | 79.49 | 794.52 | 23.53 | 28.68 | 79.49
27316 | 27316 | 1500 mm, 1 x 35W, single tube c/w light sensor................................................................................................................... | [18 empty] | 1,359.78 |  |  |  | 24.50 |  | 30.24 |  | 83.89 |  | 27316 |  |  | 27316 | 1,359.78 24.50 30.24 83.89 | 1359.78 | 24.5 | 30.24 | 83.89 | 1359.78 | 24.5 | 30.24 | 83.89
27/32
27 | 27 | ELECTRICAL INSTALLATION - LIGHTING SYSTEM AND FIXTURES | [18 empty] | 27
| Item | Item
FLUORESCENT LIGHTING FITTINGS (CONT'D)
| Take | [24 empty] | Take
| Supply | [23 empty] | down | down |  |  | Fix
| Surface mounted modular fluorescent light fitting c/w T5 fluorescent tube, | [16 empty] | and | [6 empty] | and | and set |  |  | only
| dimmable electronic control gear/ electronic ballast (one electronic ballast | [16 empty] | fix | [6 empty] | clear | aside for
| for each set of fluorescent tube), aluminium louvre/ reflector/ plastic | [16 empty] | away | [7 empty] | re-use
diffuser (all types) : -
| A | [23 empty] | B | C |  |  | D
| Each |  |  | $ | [20 empty] | $ | $ |  |  | $
27317 | 27317 | 300 x 600 mm, 1 x 14W similar to SFA 110.......................................................................................................................... | [18 empty] | 601.30 |  |  |  | 25.31 |  | 30.97 |  | 92.01 |  | 27317 |  |  | 27317 | 601.30 25.31 30.97 92.01 | 601.3 | 25.31 | 30.97 | 92.01 | 601.3 | 25.31 | 30.97 | 92.01
27318 | 27318 | 300 x 600 mm, 2 x 14W similar to SFA 110.......................................................................................................................... | [18 empty] | 905.27 |  |  |  | 30.55 |  | 36.17 |  | 97.01 |  | 27318 |  |  | 27318 | 905.27 30.55 36.17 97.01 | 905.27 | 30.55 | 36.17 | 97.01 | 905.27 | 30.55 | 36.17 | 97.01
27319 | 27319 | 300 x 1200 mm, 1 x 28W similar to SFA 110........................................................................................................................ | [18 empty] | 688.62 |  |  |  | 30.55 |  | 36.17 |  | 97.01 |  | 27319 |  |  | 27319 | 688.62 30.55 36.17 97.01 | 688.62 | 30.55 | 36.17 | 97.01 | 688.62 | 30.55 | 36.17 | 97.01
27320 | 27320 | 300 x 1200 mm, 2 x 28W similar to SFA 110........................................................................................................................ | [18 empty] | 978.00 |  |  |  | 34.22 |  | 40.50 |  | 103.40 |  | 27320 |  |  | 27320 | 978.00 34.22 40.50 103.40 | 978 | 34.22 | 40.5 | 103.4 | 978 | 34.22 | 40.5 | 103.4
27321 | 27321 | 300 x 1500 mm, 1 x 35W similar to SFA 110........................................................................................................................ | [18 empty] | 804.31 |  |  |  | 32.44 |  | 39.24 |  | 102.91 |  | 27321 |  |  | 27321 | 804.31 32.44 39.24 102.91 | 804.31 | 32.44 | 39.24 | 102.91 | 804.31 | 32.44 | 39.24 | 102.91
27322 | 27322 | 300 x 1500 mm, 2 x 35W similar to SFA 110........................................................................................................................ | [18 empty] | 1,123.94 |  |  |  | 38.04 |  | 44.56 |  | 110.04 |  | 27322 |  |  | 27322 | 1,123.94 38.04 44.56 110.04 | 1123.94 | 38.04 | 44.56 | 110.04 | 1123.94 | 38.04 | 44.56 | 110.04
27323 | 27323 | 300 x 1500 mm, 1 x 49W similar to SFA 110........................................................................................................................ | [18 empty] | 820.26 |  |  |  | 32.44 |  | 39.24 |  | 102.91 |  | 27323 |  |  | 27323 | 820.26 32.44 39.24 102.91 | 820.26 | 32.44 | 39.24 | 102.91 | 820.26 | 32.44 | 39.24 | 102.91
27324 | 27324 | 300 x 1500 mm, 2 x 49W similar to SFA 110........................................................................................................................ | [18 empty] | 1,155.75 |  |  |  | 38.04 |  | 44.56 |  | 110.04 |  | 27324 |  |  | 27324 | 1,155.75 38.04 44.56 110.04 | 1155.75 | 38.04 | 44.56 | 110.04 | 1155.75 | 38.04 | 44.56 | 110.04
Flameproof IP66 fluorescent fitting c/w T5 electronic ballast for use in Zone 1
hazardous area and for gas groups IIA & IIB conform to FSD requirements : -
Each
27325 | 27325 | 600 mm, 1 x 14W, single tube batten..................................................................................................................................... | [18 empty] | 5,331.35 |  |  |  | 56.93 |  | 71.38 |  | 213.38 |  | 27325 |  |  | 27325 | 5,331.35 56.93 71.38 213.38 | 5331.35 | 56.93 | 71.38 | 213.38 | 5331.35 | 56.93 | 71.38 | 213.38
27326 | 27326 | 600 mm, 2 x 14W, twin tube batten....................................................................................................................................... | [18 empty] | 5,708.19 |  |  |  | 62.27 |  | 76.98 |  | 226.50 |  | 27326 |  |  | 27326 | 5,708.19 62.27 76.98 226.50 | 5708.19 | 62.27 | 76.98 | 226.5 | 5708.19 | 62.27 | 76.98 | 226.5
27327 | 27327 | 1200 mm, 1 x 28W, single tube batten................................................................................................................................... | [18 empty] | 5,658.72 |  |  |  | 56.93 |  | 71.38 |  | 213.38 |  | 27327 |  |  | 27327 | 5,658.72 56.93 71.38 213.38 | 5658.72 | 56.93 | 71.38 | 213.38 | 5658.72 | 56.93 | 71.38 | 213.38
27328 | 27328 | 1200 mm, 2 x 28W, twin tube batten..................................................................................................................................... | [18 empty] | 5,994.54 |  |  |  | 62.27 |  | 76.98 |  | 226.50 |  | 27328 |  |  | 27328 | 5,994.54 62.27 76.98 226.50 | 5994.54 | 62.27 | 76.98 | 226.5 | 5994.54 | 62.27 | 76.98 | 226.5
27329 | 27329 | 1500 mm, 1 x 35W, single tube batten................................................................................................................................... | [18 empty] | 6,593.71 |  |  |  | 56.93 |  | 71.38 |  | 213.38 |  | 27329 |  |  | 27329 | 6,593.71 56.93 71.38 213.38 | 6593.71 | 56.93 | 71.38 | 213.38 | 6593.71 | 56.93 | 71.38 | 213.38
27330 | 27330 | 1500 mm, 2 x 35W, twin tube batten..................................................................................................................................... | [18 empty] | 6,986.11 |  |  |  | 62.27 |  | 76.98 |  | 226.50 |  | 27330 |  |  | 27330 | 6,986.11 62.27 76.98 226.50 | 6986.11 | 62.27 | 76.98 | 226.5 | 6986.11 | 62.27 | 76.98 | 226.5
27331 | 27331 | 1500 mm, 1 x 49W, single tube batten................................................................................................................................... | [18 empty] | 7,536.76 |  |  |  | 56.93 |  | 71.38 |  | 213.38 |  | 27331 |  |  | 27331 | 7,536.76 56.93 71.38 213.38 | 7536.76 | 56.93 | 71.38 | 213.38 | 7536.76 | 56.93 | 71.38 | 213.38
27332 | 27332 | 1500 mm, 2 x 49W, twin tube batten..................................................................................................................................... | [18 empty] | 7,937.62 |  |  |  | 62.27 |  | 76.98 |  | 226.50 |  | 27332 |  |  | 27332 | 7,937.62 62.27 76.98 226.50 | 7937.62 | 62.27 | 76.98 | 226.5 | 7937.62 | 62.27 | 76.98 | 226.5
X-ray view boxes : -
Each
27333 | 27333 | X-ray view box, twin type, 1 mm thick aluminium x-ray viewing boxes; fluorescent
tubes with color temperature 6500K to suit viewing box; 3 mm thick transparent
| perspex; including all necessary electrical connection to adjacent power source ................................................................ | [19 empty] | 3,183.77 |  |  |  | 23.43 |  | 28.59 |  | 79.31 |  | 27333 |  |  | 27333 | 3,183.77 23.43 28.59 79.31 | 3183.77 | 23.43 | 28.59 | 79.31 | 3183.77 | 23.43 | 28.59 | 79.31
27334 | 27334 | Ditto but stainless steel x-ray viewing box............................................................................................................................. | [18 empty] | 3,653.07 |  |  |  | 23.43 |  | 28.59 |  | 79.31 |  | 27334 |  |  | 27334 | 3,653.07 23.43 28.59 79.31 | 3653.07 | 23.43 | 28.59 | 79.31 | 3653.07 | 23.43 | 28.59 | 79.31
27/33
27 | 27 | ELECTRICAL INSTALLATION - LIGHTING SYSTEM AND FIXTURES | [18 empty] | 27
| Item | Item
FLUORESCENT LIGHTING FITTINGS (CONT'D)
| Take | [24 empty] | Take
| Supply | [23 empty] | down | down |  |  | Fix
| Emergency power pack (with inverter, battery charger, indication lights, test button | [17 empty] | and | [5 empty] | and | and set |  |  | only
| and nickel-metal hydride rechargeable battery for 2 hours discharge) for fluorescent | [17 empty] | fix | [5 empty] | clear | aside for
| light/ compact fluorescent light/ LED light fitting : - | [12 empty] | away | [11 empty] | re-use
| A | [23 empty] | B | C |  |  | D
| Each |  |  | $ | [20 empty] | $ | $ |  |  | $
27335 | 27335 | Not exceeding 18W................................................................................................................................................................. | [18 empty] | 351.97 |  |  |  | 7.90 |  | 9.56 |  | 24.52 |  | 27335 |  |  | 27335 | 351.97 7.90 9.56 24.52 | 351.97 | 7.9 | 9.56 | 24.52 | 351.97 | 7.9 | 9.56 | 24.52
27336 | 27336 | 18W - 28W power pack.......................................................................................................................................................... | [18 empty] | 465.23 |  |  |  | 7.90 |  | 9.56 |  | 24.52 |  | 27336 |  |  | 27336 | 465.23 7.90 9.56 24.52 | 465.23 | 7.9 | 9.56 | 24.52 | 465.23 | 7.9 | 9.56 | 24.52
27337 | 27337 | 28W - 35W power pack.......................................................................................................................................................... | [18 empty] | 535.74 |  |  |  | 7.90 |  | 9.56 |  | 24.52 |  | 27337 |  |  | 27337 | 535.74 7.90 9.56 24.52 | 535.74 | 7.9 | 9.56 | 24.52 | 535.74 | 7.9 | 9.56 | 24.52
27338 | 27338 | 35W - 58W power pack.......................................................................................................................................................... | [18 empty] | 767.41 |  |  |  | 7.90 |  | 9.56 |  | 24.52 |  | 27338 |  |  | 27338 | 767.41 7.90 9.56 24.52 | 767.41 | 7.9 | 9.56 | 24.52 | 767.41 | 7.9 | 9.56 | 24.52
Reflector for surface mounted fluorescent light fittings (batten type) : -
Each
27339 | 27339 | Metal angle reflector, 1200 mm for SFA 56 .......................................................................................................................... | [18 empty] | 82.68 |  |  |  | 9.06 |  | 10.24 |  | 26.35 |  | 27339 |  |  | 27339 | 82.68 9.06 10.24 26.35 | 82.68 | 9.06 | 10.24 | 26.35 | 82.68 | 9.06 | 10.24 | 26.35
27340 | 27340 | Metal angle reflector, 1500 mm for SFA 56........................................................................................................................... | [18 empty] | 91.13 |  |  |  | 9.06 |  | 10.24 |  | 26.35 |  | 27340 |  |  | 27340 | 91.13 9.06 10.24 26.35 | 91.13 | 9.06 | 10.24 | 26.35 | 91.13 | 9.06 | 10.24 | 26.35
27341 | 27341 | Metal trough reflector, 600 mm for single tube batten similar to SFA 58............................................................................. | [18 empty] | 87.84 |  |  |  | 9.12 |  | 10.31 |  | 26.51 |  | 27341 |  |  | 27341 | 87.84 9.12 10.31 26.51 | 87.84 | 9.12 | 10.31 | 26.51 | 87.84 | 9.12 | 10.31 | 26.51
27342 | 27342 | Metal trough reflector, 1200 mm for single tube batten similar to SFA 58........................................................................... | [18 empty] | 93.66 |  |  |  | 9.12 |  | 10.31 |  | 26.51 |  | 27342 |  |  | 27342 | 93.66 9.12 10.31 26.51 | 93.66 | 9.12 | 10.31 | 26.51 | 93.66 | 9.12 | 10.31 | 26.51
27343 | 27343 | Metal trough reflector, 1200 mm for twin tube batten similar to SFA 72............................................................................. | [18 empty] | 114.23 |  |  |  | 9.12 |  | 10.31 |  | 26.51 |  | 27343 |  |  | 27343 | 114.23 9.12 10.31 26.51 | 114.23 | 9.12 | 10.31 | 26.51 | 114.23 | 9.12 | 10.31 | 26.51
27344 | 27344 | Metal trough reflector, 1500 mm for single tube batten similar to SFA 58........................................................................... | [18 empty] | 102.86 |  |  |  | 9.12 |  | 10.31 |  | 26.51 |  | 27344 |  |  | 27344 | 102.86 9.12 10.31 26.51 | 102.86 | 9.12 | 10.31 | 26.51 | 102.86 | 9.12 | 10.31 | 26.51
27345 | 27345 | Metal trough reflector, 1500 mm for twin tube batten similar to SFA 72............................................................................. | [18 empty] | 127.87 |  |  |  | 9.12 |  | 10.31 |  | 26.51 |  | 27345 |  |  | 27345 | 127.87 9.12 10.31 26.51 | 127.87 | 9.12 | 10.31 | 26.51 | 127.87 | 9.12 | 10.31 | 26.51
27/34
27 | 27 | ELECTRICAL INSTALLATION - LIGHTING SYSTEM AND FIXTURES | [18 empty] | 27
| Item | Item
| FLUORESCENT LIGHTING FITTINGS (CONT'D) | [14 empty] | Take | [9 empty] | Take
| Supply | [23 empty] | down | down |  |  | Fix
| and | [23 empty] | and | and set |  |  | only
| Plastic diffuser for surface mounted fluorescent light fittings (batten type) : - | [16 empty] | fix | [6 empty] | clear | aside for
| away | [24 empty] | re-use
| A | [23 empty] | B | C |  |  | D
| Each |  |  | $ | [20 empty] | $ | $ |  |  | $
27346 | 27346 | 600 mm for single tube batten similar to SFA 51.................................................................................................................. | [18 empty] | 69.72 |  |  |  | 5.90 |  | 6.38 |  | 15.85 |  | 27346 |  |  | 27346 | 69.72 5.90 6.38 15.85 | 69.72 | 5.9 | 6.38 | 15.85 | 69.72 | 5.9 | 6.38 | 15.85
27347 | 27347 | 1200 mm for single tube batten similar to SFA 51................................................................................................................ | [18 empty] | 78.94 |  |  |  | 5.90 |  | 6.38 |  | 15.85 |  | 27347 |  |  | 27347 | 78.94 5.90 6.38 15.85 | 78.94 | 5.9 | 6.38 | 15.85 | 78.94 | 5.9 | 6.38 | 15.85
27348 | 27348 | 1200 mm for twin tube batten similar to SFA 74................................................................................................................... | [18 empty] | 128.08 |  |  |  | 5.90 |  | 6.38 |  | 15.85 |  | 27348 |  |  | 27348 | 128.08 5.90 6.38 15.85 | 128.08 | 5.9 | 6.38 | 15.85 | 128.08 | 5.9 | 6.38 | 15.85
27349 | 27349 | 1500 mm for single tube batten similar to SFA 51................................................................................................................ | [18 empty] | 88.73 |  |  |  | 5.90 |  | 6.38 |  | 15.85 |  | 27349 |  |  | 27349 | 88.73 5.90 6.38 15.85 | 88.73 | 5.9 | 6.38 | 15.85 | 88.73 | 5.9 | 6.38 | 15.85
27350 | 27350 | 1500 mm for twin tube batten similar to SFA 74................................................................................................................... | [18 empty] | 144.51 |  |  |  | 5.90 |  | 6.38 |  | 15.85 |  | 27350 |  |  | 27350 | 144.51 5.90 6.38 15.85 | 144.51 | 5.9 | 6.38 | 15.85 | 144.51 | 5.9 | 6.38 | 15.85
Plastic panel diffuser
Per square metre
27351 | 27351 | for surface/ recess mounted modular fluorescent light fitting size........................................................................................ | [18 empty] | 229.98 |  |  |  | 20.64 |  | 22.31 |  | 55.51 |  | 27351 |  |  | 27351 | 229.98 20.64 22.31 55.51 | 229.98 | 20.64 | 22.31 | 55.51 | 229.98 | 20.64 | 22.31 | 55.51
Starter for fluorescent lighting fittings : -
Each
27352 | 27352 | 18/ 30/ 36/ 58/ 85 W............................................................................................................................................................... | [18 empty] | - |  |  |  | 2.12 |  | 2.35 |  | 6.28 |  | 27352 |  |  | 27352 | - 2.12 2.35 6.28 | #VALUE! | 2.12 | 2.35 | 6.28 | - | 2.12 | 2.35 | 6.28
Condenser for fluorescent lighting fittings : -
Each
27353 | 27353 | 18/ 30/ 36/ 58/ 85W................................................................................................................................................................ | [18 empty] | - |  |  |  | 9.65 |  | 11.90 |  | 35.09 |  | 27353 |  |  | 27353 | - 9.65 11.90 35.09 | #VALUE! | 9.65 | 11.9 | 35.09 | - | 9.65 | 11.9 | 35.09
27/35
27 | 27 | ELECTRICAL INSTALLATION - LIGHTING SYSTEM AND FIXTURES | [18 empty] | 27
| Item | Item
| FLUORESCENT LIGHTING FITTINGS (CONT'D) | [14 empty] | Take | [9 empty] | Take
| Supply | [23 empty] | down | down |  |  | Fix
| and | [23 empty] | and | and set |  |  | only
| Quick start unit for fluorescent lighting fittings : - | [12 empty] | fix | [10 empty] | clear | aside for
| away | [24 empty] | re-use
| A | [23 empty] | B | C |  |  | D
| Each |  |  | $ | [20 empty] | $ | $ |  |  | $
27354 | 27354 | 30/ 36/ 58/ 85W...................................................................................................................................................................... | [18 empty] | - |  |  |  | 9.59 |  | 11.83 |  | 34.89 |  | 27354 |  |  | 27354 | - 9.59 11.83 34.89 | #VALUE! | 9.59 | 11.83 | 34.89 | - | 9.59 | 11.83 | 34.89
Ballast for fluorescent lighting fittings : -
Each
27355 | 27355 | 18/ 30/ 36/ 58/ 85W single..................................................................................................................................................... | [18 empty] | - |  |  |  | 7.90 |  | 9.56 |  | 23.12 |  | 27355 |  |  | 27355 | - 7.90 9.56 23.12 | #VALUE! | 7.9 | 9.56 | 23.12 | - | 7.9 | 9.56 | 23.12
Socket for starter unit of fluorescent lighting fittings : -
Each
27356 | 27356 | Starter unit 2/ 4 pin ................................................................................................................................................................ | [18 empty] | - |  |  |  | 5.87 |  | 6.33 |  | 15.77 |  | 27356 |  |  | 27356 | - 5.87 6.33 15.77 | #VALUE! | 5.87 | 6.33 | 15.77 | - | 5.87 | 6.33 | 15.77
Electronic ballast for T5 fluorescent light fitting and compact fluorescent
light fitting : -
Each
27357 | 27357 | Not exceeding 14W................................................................................................................................................................. | [18 empty] | 170.68 |  |  |  | 7.90 |  | 9.56 |  | 23.12 |  | 27357 |  |  | 27357 | 170.68 7.90 9.56 23.12 | 170.68 | 7.9 | 9.56 | 23.12 | 170.68 | 7.9 | 9.56 | 23.12
27358 | 27358 | 14W - 21W.............................................................................................................................................................................. | [18 empty] | 172.63 |  |  |  | 7.90 |  | 9.56 |  | 23.12 |  | 27358 |  |  | 27358 | 172.63 7.90 9.56 23.12 | 172.63 | 7.9 | 9.56 | 23.12 | 172.63 | 7.9 | 9.56 | 23.12
27359 | 27359 | 21W - 28W.............................................................................................................................................................................. | [18 empty] | 174.73 |  |  |  | 7.90 |  | 9.56 |  | 23.12 |  | 27359 |  |  | 27359 | 174.73 7.90 9.56 23.12 | 174.73 | 7.9 | 9.56 | 23.12 | 174.73 | 7.9 | 9.56 | 23.12
27360 | 27360 | 35W......................................................................................................................................................................................... | [18 empty] | 176.85 |  |  |  | 7.90 |  | 9.56 |  | 23.12 |  | 27360 |  |  | 27360 | 176.85 7.90 9.56 23.12 | 176.85 | 7.9 | 9.56 | 23.12 | 176.85 | 7.9 | 9.56 | 23.12
27361 | 27361 | 49W......................................................................................................................................................................................... | [18 empty] | 183.00 |  |  |  | 7.90 |  | 9.56 |  | 23.12 |  | 27361 |  |  | 27361 | 183.00 7.90 9.56 23.12 | 183 | 7.9 | 9.56 | 23.12 | 183 | 7.9 | 9.56 | 23.12
27362 | 27362 | 54W......................................................................................................................................................................................... | [18 empty] | 184.94 |  |  |  | 7.90 |  | 9.56 |  | 23.12 |  | 27362 |  |  | 27362 | 184.94 7.90 9.56 23.12 | 184.94 | 7.9 | 9.56 | 23.12 | 184.94 | 7.9 | 9.56 | 23.12
27363 | 27363 | 80W......................................................................................................................................................................................... | [18 empty] | 187.05 |  |  |  | 7.90 |  | 9.56 |  | 23.12 |  | 27363 |  |  | 27363 | 187.05 7.90 9.56 23.12 | 187.05 | 7.9 | 9.56 | 23.12 | 187.05 | 7.9 | 9.56 | 23.12
27/36
27 | 27 | ELECTRICAL INSTALLATION - LIGHTING SYSTEM AND FIXTURES | [18 empty] | 27
| Item | Item
| FLUORESCENT LIGHTING FITTINGS (CONT'D) | [14 empty] | Take | [9 empty] | Take
| Supply | [23 empty] | down | down |  |  | Fix
| and | [23 empty] | and | and set |  |  | only
| Dimmable electronic ballast for T5 fluorescent light/ compact fluorescent light fitting : - | [17 empty] | fix | [5 empty] | clear | aside for
| away | [24 empty] | re-use
| A | [23 empty] | B | C |  |  | D
| Each |  |  | $ | [20 empty] | $ | $ |  |  | $
27364 | 27364 | Not exceeding 14W................................................................................................................................................................. | [18 empty] | 246.26 |  |  |  | 7.90 |  | 9.56 |  | 23.12 |  | 27364 |  |  | 27364 | 246.26 7.90 9.56 23.12 | 246.26 | 7.9 | 9.56 | 23.12 | 246.26 | 7.9 | 9.56 | 23.12
27365 | 27365 | 14W - 21W.............................................................................................................................................................................. | [18 empty] | 250.94 |  |  |  | 7.90 |  | 9.56 |  | 23.12 |  | 27365 |  |  | 27365 | 250.94 7.90 9.56 23.12 | 250.94 | 7.9 | 9.56 | 23.12 | 250.94 | 7.9 | 9.56 | 23.12
27366 | 27366 | 21W - 28W.............................................................................................................................................................................. | [18 empty] | 255.51 |  |  |  | 7.90 |  | 9.56 |  | 23.12 |  | 27366 |  |  | 27366 | 255.51 7.90 9.56 23.12 | 255.51 | 7.9 | 9.56 | 23.12 | 255.51 | 7.9 | 9.56 | 23.12
27367 | 27367 | 35W......................................................................................................................................................................................... | [18 empty] | 260.20 |  |  |  | 7.90 |  | 9.56 |  | 23.12 |  | 27367 |  |  | 27367 | 260.20 7.90 9.56 23.12 | 260.2 | 7.9 | 9.56 | 23.12 | 260.2 | 7.9 | 9.56 | 23.12
27368 | 27368 | 49W......................................................................................................................................................................................... | [18 empty] | 274.14 |  |  |  | 7.90 |  | 9.56 |  | 23.12 |  | 27368 |  |  | 27368 | 274.14 7.90 9.56 23.12 | 274.14 | 7.9 | 9.56 | 23.12 | 274.14 | 7.9 | 9.56 | 23.12
27369 | 27369 | 54W......................................................................................................................................................................................... | [18 empty] | 278.85 |  |  |  | 7.90 |  | 9.56 |  | 23.12 |  | 27369 |  |  | 27369 | 278.85 7.90 9.56 23.12 | 278.85 | 7.9 | 9.56 | 23.12 | 278.85 | 7.9 | 9.56 | 23.12
27370 | 27370 | 80W......................................................................................................................................................................................... | [18 empty] | 283.54 |  |  |  | 7.90 |  | 9.56 |  | 23.12 |  | 27370 |  |  | 27370 | 283.54 7.90 9.56 23.12 | 283.54 | 7.9 | 9.56 | 23.12 | 283.54 | 7.9 | 9.56 | 23.12
Sundry fittings : -
Each
27371 | 27371 | Brackets, tubular, comprise flange plate and nipple and 20 mm diameter tube bent to
| required shape, all galvanized, n.e. 450 mm projection......................................................................................................... | [19 empty] | 41.51 |  |  |  | 7.06 |  | 8.83 |  | 22.53 |  | 27371 |  |  | 27371 | 41.51 7.06 8.83 22.53 | 41.51 | 7.06 | 8.83 | 22.53 | 41.51 | 7.06 | 8.83 | 22.53
27372 | 27372 | Ditto but 450 mm - 600 mm projection.................................................................................................................................. | [18 empty] | 43.89 |  |  |  | 7.06 |  | 8.83 |  | 22.53 |  | 27372 |  |  | 27372 | 43.89 7.06 8.83 22.53 | 43.89 | 7.06 | 8.83 | 22.53 | 43.89 | 7.06 | 8.83 | 22.53
27373 | 27373 | Brackets, corner fitting, comprise 20 mm diameter tube bent to required shape n.e.
| 450 mm projection ................................................................................................................................................................. | [19 empty] | 43.80 |  |  |  | 7.94 |  | 9.74 |  | 24.46 |  | 27373 |  |  | 27373 | 43.80 7.94 9.74 24.46 | 43.8 | 7.94 | 9.74 | 24.46 | 43.8 | 7.94 | 9.74 | 24.46
27374 | 27374 | Pendant, tubular, comprise male pendant plates, conduit, socket, adaptors and male
| bush as required and 20 mm diameter tube n.e. 300 mm length, all galvanized .................................................................. | [19 empty] | 39.56 |  |  |  | 7.06 |  | 8.83 |  | 22.53 |  | 27374 |  |  | 27374 | 39.56 7.06 8.83 22.53 | 39.56 | 7.06 | 8.83 | 22.53 | 39.56 | 7.06 | 8.83 | 22.53
27375 | 27375 | Extra over modular fluorescent fitting for provision of ball-proof wire mesh,
| 300 x 600 mm......................................................................................................................................................................... | [19 empty] | 126.48 |  |  |  | 7.46 |  | 9.37 |  | 20.64 |  | 27375 |  |  | 27375 | 126.48 7.46 9.37 20.64 | 126.48 | 7.46 | 9.37 | 20.64 | 126.48 | 7.46 | 9.37 | 20.64
27376 | 27376 | Ditto but 600 x 600 mm.......................................................................................................................................................... | [18 empty] | 146.35 |  |  |  | 7.46 |  | 9.37 |  | 20.64 |  | 27376 |  |  | 27376 | 146.35 7.46 9.37 20.64 | 146.35 | 7.46 | 9.37 | 20.64 | 146.35 | 7.46 | 9.37 | 20.64
27377 | 27377 | Ditto but 300 x 1200 mm........................................................................................................................................................ | [18 empty] | 147.58 |  |  |  | 7.66 |  | 9.77 |  | 21.27 |  | 27377 |  |  | 27377 | 147.58 7.66 9.77 21.27 | 147.58 | 7.66 | 9.77 | 21.27 | 147.58 | 7.66 | 9.77 | 21.27
27378 | 27378 | Ditto but 600 x 1200 mm........................................................................................................................................................ | [18 empty] | 189.12 |  |  |  | 7.66 |  | 9.77 |  | 21.27 |  | 27378 |  |  | 27378 | 189.12 7.66 9.77 21.27 | 189.12 | 7.66 | 9.77 | 21.27 | 189.12 | 7.66 | 9.77 | 21.27
27379 | 27379 | Ditto but 300 x 1500 mm........................................................................................................................................................ | [18 empty] | 165.09 |  |  |  | 7.92 |  | 9.94 |  | 22.63 |  | 27379 |  |  | 27379 | 165.09 7.92 9.94 22.63 | 165.09 | 7.92 | 9.94 | 22.63 | 165.09 | 7.92 | 9.94 | 22.63
27380 | 27380 | Ditto but 600 x 1500 mm........................................................................................................................................................ | [18 empty] | 212.01 |  |  |  | 7.92 |  | 9.94 |  | 22.63 |  | 27380 |  |  | 27380 | 212.01 7.92 9.94 22.63 | 212.01 | 7.92 | 9.94 | 22.63 | 212.01 | 7.92 | 9.94 | 22.63
27381 | 27381 | T8 to T5 Bi-pin lampholder adaptor....................................................................................................................................... | [18 empty] | 29.45 |  |  |  | 1.78 |  | 2.12 |  | 5.44 |  | 27381 |  |  | 27381 | 29.45 1.78 2.12 5.44 | 29.45 | 1.78 | 2.12 | 5.44 | 29.45 | 1.78 | 2.12 | 5.44
Per linear metre
27382 | 27382 | Extra over items 27367 - 27370 for each additional length of 20 mm diameter tube all
| galvanized for tubular pendant mounting .............................................................................................................................. | [19 empty] | 28.87 |  |  |  | 3.55 |  | 4.14 |  | 10.77 |  | 27382 |  |  | 27382 | 28.87 3.55 4.14 10.77 | 28.87 | 3.55 | 4.14 | 10.77 | 28.87 | 3.55 | 4.14 | 10.77
27383 | 27383 | Brass chain for lighting fitting, chromium plated, 20 mm oval link with brazed ends ........................................................ | [18 empty] | 21.11 |  |  |  | 2.13 |  | 2.51 |  | 6.24 |  | 27383 |  |  | 27383 | 21.11 2.13 2.51 6.24 | 21.11 | 2.13 | 2.51 | 6.24 | 21.11 | 2.13 | 2.51 | 6.24
27384 | 27384 | Chain, hot dip galvanized steel, bright, for lighting fitting c/w screw eyes, screw hocks
| and 20 mm oval link with welded ends.................................................................................................................................. | [19 empty] | 22.48 |  |  |  | 2.13 |  | 2.51 |  | 6.24 |  | 27384 |  |  | 27384 | 22.48 2.13 2.51 6.24 | 22.48 | 2.13 | 2.51 | 6.24 | 22.48 | 2.13 | 2.51 | 6.24
27/37
27 | 27 | ELECTRICAL INSTALLATION - LIGHTING SYSTEM AND FIXTURES | [18 empty] | 27
| Item | Item
LIGHTING FITTINGS
| Take | [24 empty] | Take
| Supply | [23 empty] | down | down |  |  | Fix
| LED down light fitting, recess mounted to false ceiling, integral electronic control | [17 empty] | and | [5 empty] | and | and set |  |  | only
| gear/ driver, white stove enameled steel/ die cast aluminium body and anodized | [16 empty] | fix | [6 empty] | clear | aside for
| aluminium reflector (all types) with/ without metal trim : - | [14 empty] | away | [9 empty] | re-use
| A | [23 empty] | B | C |  |  | D
| Each |  |  | $ | [20 empty] | $ | $ |  |  | $
27385 | 27385 | Down light with up to 3W LED lamp, IP54........................................................................................................................... | [18 empty] | 670.64 |  |  |  | 17.73 |  | 21.74 |  | 61.70 |  | 27385 |  |  | 27385 | 670.64 17.73 21.74 61.70 | 670.64 | 17.73 | 21.74 | 61.7 | 670.64 | 17.73 | 21.74 | 61.7
27386 | 27386 | Down light with 3 - 7W LED lamp similar to SFA 224......................................................................................................... | [18 empty] | 985.61 |  |  |  | 19.42 |  | 23.28 |  | 66.06 |  | 27386 |  |  | 27386 | 985.61 19.42 23.28 66.06 | 985.61 | 19.42 | 23.28 | 66.06 | 985.61 | 19.42 | 23.28 | 66.06
27387 | 27387 | Down light with 7 - 12W LED lamp similar to SFA 224....................................................................................................... | [18 empty] | 1,223.91 |  |  |  | 19.42 |  | 23.28 |  | 66.06 |  | 27387 |  |  | 27387 | 1,223.91 19.42 23.28 66.06 | 1223.91 | 19.42 | 23.28 | 66.06 | 1223.91 | 19.42 | 23.28 | 66.06
27388 | 27388 | Down light with 12 - 16W LED lamp similar to SFA 224.................................................................................................... | [18 empty] | 1,496.41 |  |  |  | 19.42 |  | 23.28 |  | 66.06 |  | 27388 |  |  | 27388 | 1,496.41 19.42 23.28 66.06 | 1496.41 | 19.42 | 23.28 | 66.06 | 1496.41 | 19.42 | 23.28 | 66.06
27389 | 27389 | Down light with 3 - 7W LED lamp c/w glass diffuser similar to SFA 224........................................................................... | [18 empty] | 1,394.85 |  |  |  | 19.42 |  | 23.28 |  | 66.06 |  | 27389 |  |  | 27389 | 1,394.85 19.42 23.28 66.06 | 1394.85 | 19.42 | 23.28 | 66.06 | 1394.85 | 19.42 | 23.28 | 66.06
27390 | 27390 | Down light with 7 - 12W LED lamp c/w glass diffuser similar to SFA 224......................................................................... | [18 empty] | 1,635.17 |  |  |  | 19.42 |  | 23.28 |  | 66.06 |  | 27390 |  |  | 27390 | 1,635.17 19.42 23.28 66.06 | 1635.17 | 19.42 | 23.28 | 66.06 | 1635.17 | 19.42 | 23.28 | 66.06
27391 | 27391 | Down light with 12 - 16W LED lamp c/w glass diffuser similar to SFA 224....................................................................... | [18 empty] | 1,939.02 |  |  |  | 19.42 |  | 23.28 |  | 66.06 |  | 27391 |  |  | 27391 | 1,939.02 19.42 23.28 66.06 | 1939.02 | 19.42 | 23.28 | 66.06 | 1939.02 | 19.42 | 23.28 | 66.06
27392 | 27392 | Down light with 3 - 7W LED lamp c/w safety glass diffuser to IP54 similar to SFA 224.................................................... | [18 empty] | 2,593.75 |  |  |  | 19.42 |  | 23.28 |  | 66.06 |  | 27392 |  |  | 27392 | 2,593.75 19.42 23.28 66.06 | 2593.75 | 19.42 | 23.28 | 66.06 | 2593.75 | 19.42 | 23.28 | 66.06
27393 | 27393 | Down light with 7 - 12W LED lamp c/w safety glass diffuser to IP54 similar to SFA 224................................................. | [18 empty] | 2,822.95 |  |  |  | 19.42 |  | 23.28 |  | 66.06 |  | 27393 |  |  | 27393 | 2,822.95 19.42 23.28 66.06 | 2822.95 | 19.42 | 23.28 | 66.06 | 2822.95 | 19.42 | 23.28 | 66.06
27394 | 27394 | Down light with 12 - 16W LED lamp c/w safety glass diffuser to IP54 similar to SFA 224............................................... | [18 empty] | 3,103.61 |  |  |  | 19.42 |  | 23.28 |  | 66.06 |  | 27394 |  |  | 27394 | 3,103.61 19.42 23.28 66.06 | 3103.61 | 19.42 | 23.28 | 66.06 | 3103.61 | 19.42 | 23.28 | 66.06
27395 | 27395 | Down light with infra-red lamp, 175 mm diameter................................................................................................................ | [18 empty] | 410.24 |  |  |  | 17.73 |  | 21.74 |  | 61.70 |  | 27395 |  |  | 27395 | 410.24 17.73 21.74 61.70 | 410.24 | 17.73 | 21.74 | 61.7 | 410.24 | 17.73 | 21.74 | 61.7
27396 | 27396 | Down light with 8 - 10W LED lamp c/w glass cover............................................................................................................ | [18 empty] | 1,138.59 |  |  |  | 17.73 |  | 21.74 |  | 61.70 |  | 27396 |  |  | 27396 | 1,138.59 17.73 21.74 61.70 | 1138.59 | 17.73 | 21.74 | 61.7 | 1138.59 | 17.73 | 21.74 | 61.7
27397 | 27397 | Down light with 10 - 12W LED lamp, IP44 c/w glass cover................................................................................................. | [18 empty] | 1,233.91 |  |  |  | 17.73 |  | 21.74 |  | 61.70 |  | 27397 |  |  | 27397 | 1,233.91 17.73 21.74 61.70 | 1233.91 | 17.73 | 21.74 | 61.7 | 1233.91 | 17.73 | 21.74 | 61.7
27398 | 27398 | Down light with 8 - 10W LED lamp c/w dimmable driver.................................................................................................... | [18 empty] | 1,400.93 |  |  |  | 17.73 |  | 21.74 |  | 61.70 |  | 27398 |  |  | 27398 | 1,400.93 17.73 21.74 61.70 | 1400.93 | 17.73 | 21.74 | 61.7 | 1400.93 | 17.73 | 21.74 | 61.7
27399 | 27399 | Down light with 10W - 13W LED lamp c/w dimmable driver.............................................................................................. | [18 empty] | 1,496.25 |  |  |  | 17.73 |  | 21.74 |  | 61.70 |  | 27399 |  |  | 27399 | 1,496.25 17.73 21.74 61.70 | 1496.25 | 17.73 | 21.74 | 61.7 | 1496.25 | 17.73 | 21.74 | 61.7
27400 | 27400 | Down light with 22 - 24W LED lamp c/w dimmable driver.................................................................................................. | [18 empty] | 2,068.17 |  |  |  | 17.73 |  | 21.74 |  | 61.70 |  | 27400 |  |  | 27400 | 2,068.17 17.73 21.74 61.70 | 2068.17 | 17.73 | 21.74 | 61.7 | 2068.17 | 17.73 | 21.74 | 61.7
27401 | 27401 | Down light with 22 - 24W LED lamp c/w dimmable driver and 2-hour emergency power pack........................................ | [18 empty] | 2,533.40 |  |  |  | 17.73 |  | 21.74 |  | 61.70 |  | 27401 |  |  | 27401 | 2,533.40 17.73 21.74 61.70 | 2533.4 | 17.73 | 21.74 | 61.7 | 2533.4 | 17.73 | 21.74 | 61.7
27402 | 27402 | Down light with 10 - 12W LED lamp, IP65 c/w clear tempered glass lens.......................................................................... | [18 empty] | 1,895.73 |  |  |  | 17.73 |  | 21.74 |  | 61.70 |  | 27402 |  |  | 27402 | 1,895.73 17.73 21.74 61.70 | 1895.73 | 17.73 | 21.74 | 61.7 | 1895.73 | 17.73 | 21.74 | 61.7
27403 | 27403 | Down light with 10 - 12W LED lamp c/w clear tempered glass lens, IP65 and
| 2-hour NiMH emergency power pack.................................................................................................................................... | [19 empty] | 2,327.33 |  |  |  | 17.73 |  | 21.74 |  | 61.70 |  | 27403 |  |  | 27403 | 2,327.33 17.73 21.74 61.70 | 2327.33 | 17.73 | 21.74 | 61.7 | 2327.33 | 17.73 | 21.74 | 61.7
27404 | 27404 | Down light with 10 - 12W LED lamp c/w matt diffuser ....................................................................................................... | [18 empty] | 1,635.17 |  |  |  | 17.73 |  | 21.74 |  | 61.70 |  | 27404 |  |  | 27404 | 1,635.17 17.73 21.74 61.70 | 1635.17 | 17.73 | 21.74 | 61.7 | 1635.17 | 17.73 | 21.74 | 61.7
27405 | 27405 | Down light with 18 - 20W LED lamp c/w satin glass diffuser.............................................................................................. | [18 empty] | 2,019.65 |  |  |  | 17.73 |  | 21.74 |  | 61.70 |  | 27405 |  |  | 27405 | 2,019.65 17.73 21.74 61.70 | 2019.65 | 17.73 | 21.74 | 61.7 | 2019.65 | 17.73 | 21.74 | 61.7
Self-contained and maintained type for 2-hour duration down light fittings c/w
battery charger, inverter, transformer and : -
Each
27406 | 27406 | 3 - 7W LED lamp similar to SFA 224.................................................................................................................................... | [18 empty] | 1,337.58 |  |  |  | 23.79 |  | 29.05 |  | 80.55 |  | 27406 |  |  | 27406 | 1,337.58 23.79 29.05 80.55 | 1337.58 | 23.79 | 29.05 | 80.55 | 1337.58 | 23.79 | 29.05 | 80.55
27407 | 27407 | 7 - 12W LED lamp similar to SFA 224.................................................................................................................................. | [18 empty] | 1,575.88 |  |  |  | 23.79 |  | 29.05 |  | 80.55 |  | 27407 |  |  | 27407 | 1,575.88 23.79 29.05 80.55 | 1575.88 | 23.79 | 29.05 | 80.55 | 1575.88 | 23.79 | 29.05 | 80.55
27408 | 27408 | 12 - 16W LED lamp similar to SFA 224................................................................................................................................ | [18 empty] | 1,848.38 |  |  |  | 23.79 |  | 29.05 |  | 80.55 |  | 27408 |  |  | 27408 | 1,848.38 23.79 29.05 80.55 | 1848.38 | 23.79 | 29.05 | 80.55 | 1848.38 | 23.79 | 29.05 | 80.55
27/38
27 | 27 | ELECTRICAL INSTALLATION - LIGHTING SYSTEM AND FIXTURES | [18 empty] | 27
| Item | Item
LIGHTING FITTINGS (CONT'D)
| Take | [24 empty] | Take
| Supply | [23 empty] | down | down |  |  | Fix
| Surface mounted modular LED lighting fitting c/w LED driver, | [14 empty] | and | [8 empty] | and | and set |  |  | only
| LED T5/ T8 tube, (one driver for each set of LED T5/ T8 tube), | [14 empty] | fix | [8 empty] | clear | aside for
| aluminium louvres/ reflectors and polycarbonate diffusers : - | [14 empty] | away | [9 empty] | re-use
| A | [23 empty] | B | C |  |  | D
| Each |  |  | $ | [20 empty] | $ | $ |  |  | $
27409 | 27409 | 200/ 300 mm x 600 mm long, single tube, IP65, min. lumen output 800 lm each tube....................................................... | [18 empty] | 841.06 |  |  |  | 27.97 |  | 34.43 |  | 106.03 |  | 27409 |  |  | 27409 | 841.06 27.97 34.43 106.03 | 841.06 | 27.97 | 34.43 | 106.03 | 841.06 | 27.97 | 34.43 | 106.03
27410 | 27410 | 200/ 300 mm x 600 mm long, twin tube, IP65, min. lumen output 800 lm each tube.......................................................... | [18 empty] | 1,166.50 |  |  |  | 31.08 |  | 38.40 |  | 119.52 |  | 27410 |  |  | 27410 | 1,166.50 31.08 38.40 119.52 | 1166.5 | 31.08 | 38.4 | 119.52 | 1166.5 | 31.08 | 38.4 | 119.52
27411 | 27411 | 600 mm x 600 mm long, twin tube, IP65, min. lumen output 800 lm each tube.................................................................. | [18 empty] | 1,306.48 |  |  |  | 31.08 |  | 38.40 |  | 119.52 |  | 27411 |  |  | 27411 | 1,306.48 31.08 38.40 119.52 | 1306.48 | 31.08 | 38.4 | 119.52 | 1306.48 | 31.08 | 38.4 | 119.52
27412 | 27412 | 200/ 300 mm x 600 mm long, single tube, min. lumen output 800 lm each tube................................................................. | [18 empty] | 665.93 |  |  |  | 26.56 |  | 32.70 |  | 100.19 |  | 27412 |  |  | 27412 | 665.93 26.56 32.70 100.19 | 665.93 | 26.56 | 32.7 | 100.19 | 665.93 | 26.56 | 32.7 | 100.19
27413 | 27413 | 200/ 300 mm x 600 mm long, twin tube, min. lumen output 800 lm each tube................................................................... | [18 empty] | 921.30 |  |  |  | 29.52 |  | 36.47 |  | 112.99 |  | 27413 |  |  | 27413 | 921.30 29.52 36.47 112.99 | 921.3 | 29.52 | 36.47 | 112.99 | 921.3 | 29.52 | 36.47 | 112.99
27414 | 27414 | 600 mm x 600 mm long, twin tube, min. lumen output 800 lm each tube............................................................................ | [18 empty] | 1,031.85 |  |  |  | 29.52 |  | 36.47 |  | 112.99 |  | 27414 |  |  | 27414 | 1,031.85 29.52 36.47 112.99 | 1031.85 | 29.52 | 36.47 | 112.99 | 1031.85 | 29.52 | 36.47 | 112.99
27415 | 27415 | 200/ 300 mm x 900 mm long, single tube, IP65, min. lumen output 1200 lm each tube..................................................... | [18 empty] | 923.03 |  |  |  | 30.11 |  | 37.05 |  | 113.46 |  | 27415 |  |  | 27415 | 923.03 30.11 37.05 113.46 | 923.03 | 30.11 | 37.05 | 113.46 | 923.03 | 30.11 | 37.05 | 113.46
27416 | 27416 | 200/ 300 mm x 900 mm long, twin tube, IP65, min. lumen output 1200 lm each tube........................................................ | [18 empty] | 1,258.27 |  |  |  | 33.29 |  | 40.53 |  | 128.16 |  | 27416 |  |  | 27416 | 1,258.27 33.29 40.53 128.16 | 1258.27 | 33.29 | 40.53 | 128.16 | 1258.27 | 33.29 | 40.53 | 128.16
27417 | 27417 | 600 mm x 900 mm long, twin tube, IP65, min. lumen output 1200 lm each tube................................................................ | [18 empty] | 1,409.27 |  |  |  | 33.29 |  | 40.53 |  | 128.16 |  | 27417 |  |  | 27417 | 1,409.27 33.29 40.53 128.16 | 1409.27 | 33.29 | 40.53 | 128.16 | 1409.27 | 33.29 | 40.53 | 128.16
27418 | 27418 | 200/ 300 mm x 900 mm long, single tube, min. lumen output 1200 lm each tube............................................................... | [18 empty] | 739.13 |  |  |  | 28.62 |  | 35.22 |  | 107.33 |  | 27418 |  |  | 27418 | 739.13 28.62 35.22 107.33 | 739.13 | 28.62 | 35.22 | 107.33 | 739.13 | 28.62 | 35.22 | 107.33
27419 | 27419 | 200/ 300 mm x 900 mm long, twin tube, min. lumen output 1200 lm each tube................................................................. | [18 empty] | 1,001.85 |  |  |  | 31.65 |  | 38.57 |  | 121.28 |  | 27419 |  |  | 27419 | 1,001.85 31.65 38.57 121.28 | 1001.85 | 31.65 | 38.57 | 121.28 | 1001.85 | 31.65 | 38.57 | 121.28
27420 | 27420 | 600 mm x 900 mm long, twin tube, min. lumen output 1200 lm each tube.......................................................................... | [18 empty] | 1,122.07 |  |  |  | 31.65 |  | 38.57 |  | 121.28 |  | 27420 |  |  | 27420 | 1,122.07 31.65 38.57 121.28 | 1122.07 | 31.65 | 38.57 | 121.28 | 1122.07 | 31.65 | 38.57 | 121.28
27421 | 27421 | 200/ 300 mm x 1200 mm long, single tube, IP65, min. lumen output 1600 lm each tube................................................... | [18 empty] | 961.57 |  |  |  | 31.02 |  | 38.14 |  | 116.72 |  | 27421 |  |  | 27421 | 961.57 31.02 38.14 116.72 | 961.57 | 31.02 | 38.14 | 116.72 | 961.57 | 31.02 | 38.14 | 116.72
27422 | 27422 | 200/ 300 mm x 1200 mm long, twin tube, IP65, min. lumen output 1600 lm each tube..................................................... | [18 empty] | 1,321.33 |  |  |  | 34.11 |  | 40.96 |  | 132.05 |  | 27422 |  |  | 27422 | 1,321.33 34.11 40.96 132.05 | 1321.33 | 34.11 | 40.96 | 132.05 | 1321.33 | 34.11 | 40.96 | 132.05
27423 | 27423 | 600 mm x 1200 mm long, twin tube, IP65, min. lumen output 1600 lm each tube.............................................................. | [18 empty] | 1,479.88 |  |  |  | 34.11 |  | 40.96 |  | 132.05 |  | 27423 |  |  | 27423 | 1,479.88 34.11 40.96 132.05 | 1479.88 | 34.11 | 40.96 | 132.05 | 1479.88 | 34.11 | 40.96 | 132.05
27424 | 27424 | 200/ 300 mm x 1200 mm long, single tube, min. lumen output 1600 lm each tube............................................................. | [18 empty] | 798.68 |  |  |  | 29.44 |  | 36.21 |  | 110.29 |  | 27424 |  |  | 27424 | 798.68 29.44 36.21 110.29 | 798.68 | 29.44 | 36.21 | 110.29 | 798.68 | 29.44 | 36.21 | 110.29
27425 | 27425 | 200/ 300 mm x 1200 mm long, twin tube, min. lumen output 1600 lm each tube............................................................... | [18 empty] | 1,078.93 |  |  |  | 32.40 |  | 38.96 |  | 124.81 |  | 27425 |  |  | 27425 | 1,078.93 32.40 38.96 124.81 | 1078.93 | 32.4 | 38.96 | 124.81 | 1078.93 | 32.4 | 38.96 | 124.81
27426 | 27426 | 600 mm x 1200 mm long, twin tube, min. lumen output 1600 lm each tube........................................................................ | [18 empty] | 1,208.40 |  |  |  | 32.40 |  | 38.96 |  | 124.81 |  | 27426 |  |  | 27426 | 1,208.40 32.40 38.96 124.81 | 1208.4 | 32.4 | 38.96 | 124.81 | 1208.4 | 32.4 | 38.96 | 124.81
27427 | 27427 | 200/ 300 mm x 1500 mm long, single tube, IP65, min. lumen output 2000 lm each tube................................................... | [18 empty] | 1,270.88 |  |  |  | 33.48 |  | 41.09 |  | 141.93 |  | 27427 |  |  | 27427 | 1,270.88 33.48 41.09 141.93 | 1270.88 | 33.48 | 41.09 | 141.93 | 1270.88 | 33.48 | 41.09 | 141.93
27428 | 27428 | 200/ 300 mm x 1500 mm long, twin tube, IP65, min. lumen output 2000 lm each tube..................................................... | [18 empty] | 1,731.54 |  |  |  | 43.34 |  | 52.91 |  | 154.13 |  | 27428 |  |  | 27428 | 1,731.54 43.34 52.91 154.13 | 1731.54 | 43.34 | 52.91 | 154.13 | 1731.54 | 43.34 | 52.91 | 154.13
27429 | 27429 | 600 mm x 1500 mm long, twin tube, IP65, min. lumen output 2000 lm each tube.............................................................. | [18 empty] | 1,939.32 |  |  |  | 43.34 |  | 52.91 |  | 154.13 |  | 27429 |  |  | 27429 | 1,939.32 43.34 52.91 154.13 | 1939.32 | 43.34 | 52.91 | 154.13 | 1939.32 | 43.34 | 52.91 | 154.13
27430 | 27430 | 200/ 300 mm x 1500 mm long, single tube, min. lumen output 2000 lm each tube............................................................. | [18 empty] | 1,077.17 |  |  |  | 31.70 |  | 38.92 |  | 137.39 |  | 27430 |  |  | 27430 | 1,077.17 31.70 38.92 137.39 | 1077.17 | 31.7 | 38.92 | 137.39 | 1077.17 | 31.7 | 38.92 | 137.39
27431 | 27431 | 200/ 300 mm x 1500 mm long, twin tube, min. lumen output 2000 lm each tube............................................................... | [18 empty] | 1,406.45 |  |  |  | 42.08 |  | 51.36 |  | 148.99 |  | 27431 |  |  | 27431 | 1,406.45 42.08 51.36 148.99 | 1406.45 | 42.08 | 51.36 | 148.99 | 1406.45 | 42.08 | 51.36 | 148.99
27432 | 27432 | 600 mm x 1500 mm long, twin tube, min. lumen output 2000 lm each tube........................................................................ | [18 empty] | 1,575.22 |  |  |  | 42.08 |  | 51.36 |  | 148.99 |  | 27432 |  |  | 27432 | 1,575.22 42.08 51.36 148.99 | 1575.22 | 42.08 | 51.36 | 148.99 | 1575.22 | 42.08 | 51.36 | 148.99
27/39
27 | 27 | ELECTRICAL INSTALLATION - LIGHTING SYSTEM AND FIXTURES | [18 empty] | 27
| Item | Item
LIGHTING FITTINGS (CONT'D)
| Take | [24 empty] | Take
| Supply | [23 empty] | down | down |  |  | Fix
| Surface mounted modular LED lighting fitting c/w dimmable | [14 empty] | and | [8 empty] | and | and set |  |  | only
| LED driver, LED T5/ T8 tube, (one driver for each set of LED T5/ T8 tube), | [16 empty] | fix | [6 empty] | clear | aside for
| aluminium louvres/ reflectors and polycarbonate diffusers : - | [14 empty] | away | [9 empty] | re-use
| A | [23 empty] | B | C |  |  | D
| Each |  |  | $ | [20 empty] | $ | $ |  |  | $
27433 | 27433 | 200/ 300 mm x 600 mm long, single tube, IP65, min. lumen output 800 lm each tube....................................................... | [18 empty] | 904.37 |  |  |  | 27.97 |  | 34.43 |  | 106.03 |  | 27433 |  |  | 27433 | 904.37 27.97 34.43 106.03 | 904.37 | 27.97 | 34.43 | 106.03 | 904.37 | 27.97 | 34.43 | 106.03
27434 | 27434 | 200/ 300 mm x 600 mm long, twin tube, IP65, min. lumen output 800 lm each tube.......................................................... | [18 empty] | 1,254.30 |  |  |  | 31.08 |  | 38.40 |  | 119.52 |  | 27434 |  |  | 27434 | 1,254.30 31.08 38.40 119.52 | 1254.3 | 31.08 | 38.4 | 119.52 | 1254.3 | 31.08 | 38.4 | 119.52
27435 | 27435 | 600 mm x 600 mm long, twin tube, IP65, min. lumen output 800 lm each tube.................................................................. | [18 empty] | 1,404.82 |  |  |  | 31.08 |  | 38.40 |  | 119.52 |  | 27435 |  |  | 27435 | 1,404.82 31.08 38.40 119.52 | 1404.82 | 31.08 | 38.4 | 119.52 | 1404.82 | 31.08 | 38.4 | 119.52
27436 | 27436 | 200/ 300 mm x 600 mm long, single tube, min. lumen output 800 lm each tube................................................................. | [18 empty] | 716.05 |  |  |  | 26.56 |  | 32.70 |  | 100.19 |  | 27436 |  |  | 27436 | 716.05 26.56 32.70 100.19 | 716.05 | 26.56 | 32.7 | 100.19 | 716.05 | 26.56 | 32.7 | 100.19
27437 | 27437 | 200/ 300 mm x 600 mm long, twin tube, min. lumen output 800 lm each tube................................................................... | [18 empty] | 990.64 |  |  |  | 29.52 |  | 36.47 |  | 112.99 |  | 27437 |  |  | 27437 | 990.64 29.52 36.47 112.99 | 990.64 | 29.52 | 36.47 | 112.99 | 990.64 | 29.52 | 36.47 | 112.99
27438 | 27438 | 600 mm x 600 mm long, twin tube, min. lumen output 800 lm each tube............................................................................ | [18 empty] | 1,109.52 |  |  |  | 29.52 |  | 36.47 |  | 112.99 |  | 27438 |  |  | 27438 | 1,109.52 29.52 36.47 112.99 | 1109.52 | 29.52 | 36.47 | 112.99 | 1109.52 | 29.52 | 36.47 | 112.99
27439 | 27439 | 200/ 300 mm x 900 mm long, single tube, IP65, min. lumen output 1200 lm each tube..................................................... | [18 empty] | 992.51 |  |  |  | 30.11 |  | 37.05 |  | 113.46 |  | 27439 |  |  | 27439 | 992.51 30.11 37.05 113.46 | 992.51 | 30.11 | 37.05 | 113.46 | 992.51 | 30.11 | 37.05 | 113.46
27440 | 27440 | 200/ 300 mm x 900 mm long, twin tube, IP65, min. lumen output 1200 lm each tube........................................................ | [18 empty] | 1,352.98 |  |  |  | 33.29 |  | 40.53 |  | 128.16 |  | 27440 |  |  | 27440 | 1,352.98 33.29 40.53 128.16 | 1352.98 | 33.29 | 40.53 | 128.16 | 1352.98 | 33.29 | 40.53 | 128.16
27441 | 27441 | 600 mm x 900 mm long, twin tube, IP65, min. lumen output 1200 lm each tube................................................................ | [18 empty] | 1,515.34 |  |  |  | 33.29 |  | 40.53 |  | 128.16 |  | 27441 |  |  | 27441 | 1,515.34 33.29 40.53 128.16 | 1515.34 | 33.29 | 40.53 | 128.16 | 1515.34 | 33.29 | 40.53 | 128.16
27442 | 27442 | 200/ 300 mm x 900 mm long, single tube, min. lumen output 1200 lm each tube............................................................... | [18 empty] | 794.76 |  |  |  | 28.62 |  | 35.22 |  | 107.33 |  | 27442 |  |  | 27442 | 794.76 28.62 35.22 107.33 | 794.76 | 28.62 | 35.22 | 107.33 | 794.76 | 28.62 | 35.22 | 107.33
27443 | 27443 | 200/ 300 mm x 900 mm long, twin tube, min. lumen output 1200 lm each tube................................................................. | [18 empty] | 1,077.26 |  |  |  | 31.65 |  | 38.57 |  | 121.28 |  | 27443 |  |  | 27443 | 1,077.26 31.65 38.57 121.28 | 1077.26 | 31.65 | 38.57 | 121.28 | 1077.26 | 31.65 | 38.57 | 121.28
27444 | 27444 | 600 mm x 900 mm long, twin tube, min. lumen output 1200 lm each tube.......................................................................... | [18 empty] | 1,206.53 |  |  |  | 31.65 |  | 38.57 |  | 121.28 |  | 27444 |  |  | 27444 | 1,206.53 31.65 38.57 121.28 | 1206.53 | 31.65 | 38.57 | 121.28 | 1206.53 | 31.65 | 38.57 | 121.28
27445 | 27445 | 200/ 300 mm x 1200 mm long, single tube, IP65, min. lumen output 1600 lm each tube................................................... | [18 empty] | 1,033.95 |  |  |  | 31.02 |  | 38.14 |  | 116.72 |  | 27445 |  |  | 27445 | 1,033.95 31.02 38.14 116.72 | 1033.95 | 31.02 | 38.14 | 116.72 | 1033.95 | 31.02 | 38.14 | 116.72
27446 | 27446 | 200/ 300 mm x 1200 mm long, twin tube, IP65, min. lumen output 1600 lm each tube..................................................... | [18 empty] | 1,420.78 |  |  |  | 34.11 |  | 40.96 |  | 132.05 |  | 27446 |  |  | 27446 | 1,420.78 34.11 40.96 132.05 | 1420.78 | 34.11 | 40.96 | 132.05 | 1420.78 | 34.11 | 40.96 | 132.05
27447 | 27447 | 600 mm x 1200 mm long, twin tube, IP65, min. lumen output 1600 lm each tube.............................................................. | [18 empty] | 1,591.27 |  |  |  | 34.11 |  | 40.96 |  | 132.05 |  | 27447 |  |  | 27447 | 1,591.27 34.11 40.96 132.05 | 1591.27 | 34.11 | 40.96 | 132.05 | 1591.27 | 34.11 | 40.96 | 132.05
27448 | 27448 | 200/ 300 mm x 1200 mm long, single tube, min. lumen output 1600 lm each tube............................................................. | [18 empty] | 858.80 |  |  |  | 29.44 |  | 36.21 |  | 110.29 |  | 27448 |  |  | 27448 | 858.80 29.44 36.21 110.29 | 858.8 | 29.44 | 36.21 | 110.29 | 858.8 | 29.44 | 36.21 | 110.29
27449 | 27449 | 200/ 300 mm x 1200 mm long, twin tube, min. lumen output 1600 lm each tube............................................................... | [18 empty] | 1,160.14 |  |  |  | 32.40 |  | 38.96 |  | 124.81 |  | 27449 |  |  | 27449 | 1,160.14 32.40 38.96 124.81 | 1160.14 | 32.4 | 38.96 | 124.81 | 1160.14 | 32.4 | 38.96 | 124.81
27450 | 27450 | 600 mm x 1200 mm long, twin tube, min. lumen output 1600 lm each tube........................................................................ | [18 empty] | 1,299.36 |  |  |  | 32.40 |  | 38.96 |  | 124.81 |  | 27450 |  |  | 27450 | 1,299.36 32.40 38.96 124.81 | 1299.36 | 32.4 | 38.96 | 124.81 | 1299.36 | 32.4 | 38.96 | 124.81
27451 | 27451 | 200/ 300 mm x 1500 mm long, single tube, IP65, min. lumen output 2000 lm each tube................................................... | [18 empty] | 1,366.54 |  |  |  | 33.48 |  | 41.09 |  | 141.93 |  | 27451 |  |  | 27451 | 1,366.54 33.48 41.09 141.93 | 1366.54 | 33.48 | 41.09 | 141.93 | 1366.54 | 33.48 | 41.09 | 141.93
27452 | 27452 | 200/ 300 mm x 1500 mm long, twin tube, IP65, min. lumen output 2000 lm each tube..................................................... | [18 empty] | 1,861.87 |  |  |  | 43.34 |  | 52.91 |  | 154.13 |  | 27452 |  |  | 27452 | 1,861.87 43.34 52.91 154.13 | 1861.87 | 43.34 | 52.91 | 154.13 | 1861.87 | 43.34 | 52.91 | 154.13
27453 | 27453 | 600 mm x 1500 mm long, twin tube, IP65, min. lumen output 2000 lm each tube.............................................................. | [18 empty] | 2,085.29 |  |  |  | 43.34 |  | 52.91 |  | 154.13 |  | 27453 |  |  | 27453 | 2,085.29 43.34 52.91 154.13 | 2085.29 | 43.34 | 52.91 | 154.13 | 2085.29 | 43.34 | 52.91 | 154.13
27454 | 27454 | 200/ 300 mm x 1500 mm long, single tube, min. lumen output 2000 lm each tube............................................................. | [18 empty] | 1,158.25 |  |  |  | 31.70 |  | 38.92 |  | 137.39 |  | 27454 |  |  | 27454 | 1,158.25 31.70 38.92 137.39 | 1158.25 | 31.7 | 38.92 | 137.39 | 1158.25 | 31.7 | 38.92 | 137.39
27455 | 27455 | 200/ 300 mm x 1500 mm long, twin tube, min. lumen output 2000 lm each tube............................................................... | [18 empty] | 1,512.31 |  |  |  | 42.08 |  | 51.36 |  | 148.99 |  | 27455 |  |  | 27455 | 1,512.31 42.08 51.36 148.99 | 1512.31 | 42.08 | 51.36 | 148.99 | 1512.31 | 42.08 | 51.36 | 148.99
27456 | 27456 | 600 mm x 1500 mm long, twin tube, min. lumen output 2000 lm each tube........................................................................ | [18 empty] | 1,693.79 |  |  |  | 42.08 |  | 51.36 |  | 148.99 |  | 27456 |  |  | 27456 | 1,693.79 42.08 51.36 148.99 | 1693.79 | 42.08 | 51.36 | 148.99 | 1693.79 | 42.08 | 51.36 | 148.99
27/40
27 | 27 | ELECTRICAL INSTALLATION - LIGHTING SYSTEM AND FIXTURES | [18 empty] | 27
| Item | Item
LIGHTING FITTINGS (CONT'D)
| Take | [24 empty] | Take
| Supply | [23 empty] | down | down |  |  | Fix
| Recess mounted modular LED lighting fitting c/w LED driver, | [14 empty] | and | [8 empty] | and | and set |  |  | only
| LED T5/ T8 tube, (one driver for each set of LED T5/ T8 tube), | [14 empty] | fix | [8 empty] | clear | aside for
| aluminium louvres/ reflectors and polycarbonate diffusers : - | [14 empty] | away | [9 empty] | re-use
| A | [23 empty] | B | C |  |  | D
| Each |  |  | $ | [20 empty] | $ | $ |  |  | $
27457 | 27457 | 200/ 300 mm x 600 mm long, single tube, min. lumen output 800 lm each tube................................................................. | [18 empty] | 847.84 |  |  |  | 28.49 |  | 34.93 |  | 103.78 |  | 27457 |  |  | 27457 | 847.84 28.49 34.93 103.78 | 847.84 | 28.49 | 34.93 | 103.78 | 847.84 | 28.49 | 34.93 | 103.78
27458 | 27458 | 200/ 300 mm x 600 mm long, twin tube, min. lumen output 800 lm each tube................................................................... | [18 empty] | 933.72 |  |  |  | 34.37 |  | 40.80 |  | 109.43 |  | 27458 |  |  | 27458 | 933.72 34.37 40.80 109.43 | 933.72 | 34.37 | 40.8 | 109.43 | 933.72 | 34.37 | 40.8 | 109.43
27459 | 27459 | 600 mm x 600 mm long, twin tube, min. lumen output 800 lm each tube............................................................................ | [18 empty] | 1,045.77 |  |  |  | 34.37 |  | 40.80 |  | 109.43 |  | 27459 |  |  | 27459 | 1,045.77 34.37 40.80 109.43 | 1045.77 | 34.37 | 40.8 | 109.43 | 1045.77 | 34.37 | 40.8 | 109.43
27460 | 27460 | 200/ 300 mm x 1200 mm long, single tube, min. lumen output 1600 lm each tube............................................................. | [18 empty] | 1,017.00 |  |  |  | 34.37 |  | 40.80 |  | 109.43 |  | 27460 |  |  | 27460 | 1,017.00 34.37 40.80 109.43 | 1017 | 34.37 | 40.8 | 109.43 | 1017 | 34.37 | 40.8 | 109.43
27461 | 27461 | 200/ 300 mm x 1200 mm long, twin tube, min. lumen output 1600 lm each tube............................................................... | [18 empty] | 1,101.75 |  |  |  | 38.52 |  | 45.69 |  | 116.64 |  | 27461 |  |  | 27461 | 1,101.75 38.52 45.69 116.64 | 1101.75 | 38.52 | 45.69 | 116.64 | 1101.75 | 38.52 | 45.69 | 116.64
27462 | 27462 | 600 mm x 1200 mm long, twin tube, min. lumen output 1600 lm each tube........................................................................ | [18 empty] | 1,233.96 |  |  |  | 38.52 |  | 45.69 |  | 116.64 |  | 27462 |  |  | 27462 | 1,233.96 38.52 45.69 116.64 | 1233.96 | 38.52 | 45.69 | 116.64 | 1233.96 | 38.52 | 45.69 | 116.64
27463 | 27463 | 200/ 300 mm x 1500 mm long, single tube, min. lumen output 2000 lm each tube............................................................. | [18 empty] | 1,073.95 |  |  |  | 36.51 |  | 44.26 |  | 116.11 |  | 27463 |  |  | 27463 | 1,073.95 36.51 44.26 116.11 | 1073.95 | 36.51 | 44.26 | 116.11 | 1073.95 | 36.51 | 44.26 | 116.11
27464 | 27464 | 200/ 300 mm x 1500 mm long, twin tube, min. lumen output 2000 lm each tube............................................................... | [18 empty] | 1,141.30 |  |  |  | 42.82 |  | 50.26 |  | 124.14 |  | 27464 |  |  | 27464 | 1,141.30 42.82 50.26 124.14 | 1141.3 | 42.82 | 50.26 | 124.14 | 1141.3 | 42.82 | 50.26 | 124.14
27465 | 27465 | 600 mm x 1500 mm long, twin tube, min. lumen output 2000 lm each tube........................................................................ | [18 empty] | 1,278.26 |  |  |  | 42.82 |  | 50.26 |  | 124.14 |  | 27465 |  |  | 27465 | 1,278.26 42.82 50.26 124.14 | 1278.26 | 42.82 | 50.26 | 124.14 | 1278.26 | 42.82 | 50.26 | 124.14
Recess mounted modular LED lighting fitting c/w dimmable LED driver,
LED T5/ T8 tube, (one driver for each set of LED T5/ T8 tube),
aluminium louvres/ reflector sand polycarbonate diffusers : -
Each
27466 | 27466 | 200/ 300 mm x 600 mm long, single tube, min. lumen output 800 lm each tube................................................................. | [18 empty] | 910.33 |  |  |  | 28.49 |  | 34.93 |  | 103.78 |  | 27466 |  |  | 27466 | 910.33 28.49 34.93 103.78 | 910.33 | 28.49 | 34.93 | 103.78 | 910.33 | 28.49 | 34.93 | 103.78
27467 | 27467 | 200/ 300 mm x 600 mm long, twin tube, min. lumen output 800 lm each tube................................................................... | [18 empty] | 1,052.37 |  |  |  | 34.37 |  | 40.80 |  | 109.43 |  | 27467 |  |  | 27467 | 1,052.37 34.37 40.80 109.43 | 1052.37 | 34.37 | 40.8 | 109.43 | 1052.37 | 34.37 | 40.8 | 109.43
27468 | 27468 | 600 mm x 600 mm long, twin tube, min. lumen output 800 lm each tube............................................................................ | [18 empty] | 1,178.65 |  |  |  | 34.37 |  | 40.80 |  | 109.43 |  | 27468 |  |  | 27468 | 1,178.65 34.37 40.80 109.43 | 1178.65 | 34.37 | 40.8 | 109.43 | 1178.65 | 34.37 | 40.8 | 109.43
27469 | 27469 | 200/ 300 mm x 1200 mm long, single tube, min. lumen output 1600 lm each tube............................................................. | [18 empty] | 1,079.94 |  |  |  | 34.37 |  | 40.80 |  | 109.43 |  | 27469 |  |  | 27469 | 1,079.94 34.37 40.80 109.43 | 1079.94 | 34.37 | 40.8 | 109.43 | 1079.94 | 34.37 | 40.8 | 109.43
27470 | 27470 | 200/ 300 mm x 1200 mm long, twin tube, min. lumen output 1600 lm each tube............................................................... | [18 empty] | 1,170.23 |  |  |  | 38.51 |  | 45.69 |  | 116.64 |  | 27470 |  |  | 27470 | 1,170.23 38.51 45.69 116.64 | 1170.23 | 38.51 | 45.69 | 116.64 | 1170.23 | 38.51 | 45.69 | 116.64
27471 | 27471 | 600 mm x 1200 mm long, twin tube, min. lumen output 1600 lm each tube........................................................................ | [18 empty] | 1,310.66 |  |  |  | 38.51 |  | 45.69 |  | 116.64 |  | 27471 |  |  | 27471 | 1,310.66 38.51 45.69 116.64 | 1310.66 | 38.51 | 45.69 | 116.64 | 1310.66 | 38.51 | 45.69 | 116.64
27472 | 27472 | 200/ 300 mm x 1500 mm long, single tube, min. lumen output 2000 lm each tube............................................................. | [18 empty] | 1,152.94 |  |  |  | 36.51 |  | 44.26 |  | 116.11 |  | 27472 |  |  | 27472 | 1,152.94 36.51 44.26 116.11 | 1152.94 | 36.51 | 44.26 | 116.11 | 1152.94 | 36.51 | 44.26 | 116.11
27473 | 27473 | 200/ 300 mm x 1500 mm long, twin tube, min. lumen output 2000 lm each tube............................................................... | [18 empty] | 1,209.10 |  |  |  | 42.82 |  | 50.26 |  | 124.14 |  | 27473 |  |  | 27473 | 1,209.10 42.82 50.26 124.14 | 1209.1 | 42.82 | 50.26 | 124.14 | 1209.1 | 42.82 | 50.26 | 124.14
27474 | 27474 | 600 mm x 1500 mm long, twin tube, min. lumen output 2000 lm each tube........................................................................ | [18 empty] | 1,354.19 |  |  |  | 42.82 |  | 50.26 |  | 124.14 |  | 27474 |  |  | 27474 | 1,354.19 42.82 50.26 124.14 | 1354.19 | 42.82 | 50.26 | 124.14 | 1354.19 | 42.82 | 50.26 | 124.14
27/41
27 | 27 | ELECTRICAL INSTALLATION - LIGHTING SYSTEM AND FIXTURES | [18 empty] | 27
| Item | Item
| LIGHTING FITTINGS (CONT'D) | [9 empty] | Take | [14 empty] | Take
| Supply | [23 empty] | down | down |  |  | Fix
| and | [23 empty] | and | and set |  |  | only
| Track lighting system : - | [5 empty] | fix | [17 empty] | clear | aside for
| away | [24 empty] | re-use
| A | [23 empty] | B | C |  |  | D
| Each |  |  | $ | [20 empty] | $ | $ |  |  | $
27475 | 27475 | Single-circuit extruded monorail aluminium lighting track, surface/ suspended mounted,
| 1000 mm in length, 16A max. rating, mains voltage............................................................................................................. | [19 empty] | 260.31 |  |  |  | 21.42 |  | 26.80 |  | 71.94 |  | 27475 |  |  | 27475 | 260.31 21.42 26.80 71.94 | 260.31 | 21.42 | 26.8 | 71.94 | 260.31 | 21.42 | 26.8 | 71.94
27476 | 27476 | Single-circuit extruded monorail aluminium lighting track, surface/ suspended mounted,
| 2000 mm in length, 16A max. rating, mains-voltage ............................................................................................................ | [19 empty] | 381.16 |  |  |  | 20.26 |  | 30.65 |  | 85.01 |  | 27476 |  |  | 27476 | 381.16 20.26 30.65 85.01 | 381.16 | 20.26 | 30.65 | 85.01 | 381.16 | 20.26 | 30.65 | 85.01
27477 | 27477 | End cap for monorail lighting track ....................................................................................................................................... | [18 empty] | 24.34 |  |  |  | 2.26 |  | 2.51 |  | 6.57 |  | 27477 |  |  | 27477 | 24.34 2.26 2.51 6.57 | 24.34 | 2.26 | 2.51 | 6.57 | 24.34 | 2.26 | 2.51 | 6.57
27478 | 27478 | Three phase four circuit six conductor slimline lighting track made from extruded
aluminum with powder coated finish c/w components including push-up live end, plug-in
coupler, push-up coupler, plug-in coupler, rigid L/ T/ X coupler, flexible coupler, mounting
clip, end cap, suspension, mains supply kit, cable entry moulding, etc., two 16 A fused
| feeds, 1000 mm in length........................................................................................................................................................ | [19 empty] | 1,087.29 |  |  |  | 27.33 |  | 33.81 |  | 98.49 |  | 27478 |  |  | 27478 | 1,087.29 27.33 33.81 98.49 | 1087.29 | 27.33 | 33.81 | 98.49 | 1087.29 | 27.33 | 33.81 | 98.49
27479 | 27479 | Spot light with 7 - 9W LED lamp, 90° tiltable bracket, 360° spot/ flood
| rotatable transadapter, for light track mounting similar to SFA 244..................................................................................... | [19 empty] | 741.86 |  |  |  | 19.42 |  | 23.28 |  | 66.06 |  | 27479 |  |  | 27479 | 741.86 19.42 23.28 66.06 | 741.86 | 19.42 | 23.28 | 66.06 | 741.86 | 19.42 | 23.28 | 66.06
27/42
27 | 27 | ELECTRICAL INSTALLATION - LIGHTING SYSTEM AND FIXTURES | [18 empty] | 27
| Item | Item
| LIGHTING FITTINGS (CONT'D) | [9 empty] | Take | [14 empty] | Take
| Supply | [23 empty] | down | down |  |  | Fix
| and | [23 empty] | and | and set |  |  | only
| Bulkhead light fitting c/w electronic control gear/ electronic ballast, lamps, | [16 empty] | fix | [6 empty] | clear | aside for
| side/ back entry cutting and rubber grommet or stop : - | [12 empty] | away | [11 empty] | re-use
| A | [23 empty] | B | C |  |  | D
| Each |  |  | $ | [20 empty] | $ | $ |  |  | $
27480 | 27480 | 2 x 8W vandal resistant fluorescent bulkhead with injection moulded polycarbonate
| diffuser, IP65........................................................................................................................................................................... | [19 empty] | 620.99 |  |  |  | 23.56 |  | 29.43 |  | 87.62 |  | 27480 |  |  | 27480 | 620.99 23.56 29.43 87.62 | 620.99 | 23.56 | 29.43 | 87.62 | 620.99 | 23.56 | 29.43 | 87.62
27481 | 27481 | Ditto but 3 x 8W fluorescent light, IP65 ............................................................................................................................... | [18 empty] | 842.72 |  |  |  | 23.56 |  | 29.43 |  | 87.62 |  | 27481 |  |  | 27481 | 842.72 23.56 29.43 87.62 | 842.72 | 23.56 | 29.43 | 87.62 | 842.72 | 23.56 | 29.43 | 87.62
27482 | 27482 | Ditto but for 1 x 11W PL fluorescent light, IP65................................................................................................................... | [18 empty] | 554.59 |  |  |  | 23.56 |  | 29.43 |  | 87.62 |  | 27482 |  |  | 27482 | 554.59 23.56 29.43 87.62 | 554.59 | 23.56 | 29.43 | 87.62 | 554.59 | 23.56 | 29.43 | 87.62
27483 | 27483 | Ditto but for 2 x 11W PL fluorescent light, IP65................................................................................................................... | [18 empty] | 631.40 |  |  |  | 23.56 |  | 29.43 |  | 87.62 |  | 27483 |  |  | 27483 | 631.40 23.56 29.43 87.62 | 631.4 | 23.56 | 29.43 | 87.62 | 631.4 | 23.56 | 29.43 | 87.62
27484 | 27484 | Bulkhead lighting fitting IP65 with die-cast aluminium body, moulded glass lens c/w
| built-in control gear and 1 x 70W CDMT lamp..................................................................................................................... | [19 empty] | 1,396.54 |  |  |  | 23.56 |  | 29.43 |  | 87.62 |  | 27484 |  |  | 27484 | 1,396.54 23.56 29.43 87.62 | 1396.54 | 23.56 | 29.43 | 87.62 | 1396.54 | 23.56 | 29.43 | 87.62
27485 | 27485 | Bulkhead fitting of IP65 protection c/w 70W CDMT lamp, polycarbonate cover ............................................................... | [18 empty] | 1,674.68 |  |  |  | 23.56 |  | 29.43 |  | 87.62 |  | 27485 |  |  | 27485 | 1,674.68 23.56 29.43 87.62 | 1674.68 | 23.56 | 29.43 | 87.62 | 1674.68 | 23.56 | 29.43 | 87.62
27486 | 27486 | Bulkhead luminaire c/w 2 x 8W fluorescent lamps, 2-hour battery & control gear.............................................................. | [18 empty] | 528.79 |  |  |  | 23.56 |  | 29.43 |  | 87.62 |  | 27486 |  |  | 27486 | 528.79 23.56 29.43 87.62 | 528.79 | 23.56 | 29.43 | 87.62 | 528.79 | 23.56 | 29.43 | 87.62
27487 | 27487 | Traditional bulkhead fitting similar to SFA 203, die cast aluminium casing with polyester powder
coated finish, hinged anti vandal polycarbonate diffuser, to IEC 60598, IP 64 c/w 1 x 13W
| PLC lamp................................................................................................................................................................................. | [19 empty] | 317.36 |  |  |  | 23.56 |  | 29.43 |  | 87.62 |  | 27487 |  |  | 27487 | 317.36 23.56 29.43 87.62 | 317.36 | 23.56 | 29.43 | 87.62 | 317.36 | 23.56 | 29.43 | 87.62
27488 | 27488 | Bulkhead fitting, prismatic type, glass diffuser, 35W CDMT lamp similar to SFA 35........................................................ | [18 empty] | 1,500.70 |  |  |  | 23.56 |  | 29.43 |  | 87.62 |  | 27488 |  |  | 27488 | 1,500.70 23.56 29.43 87.62 | 1500.7 | 23.56 | 29.43 | 87.62 | 1500.7 | 23.56 | 29.43 | 87.62
27489 | 27489 | Ditto but for 70W SON........................................................................................................................................................... | [18 empty] | 2,020.63 |  |  |  | 23.56 |  | 29.43 |  | 87.62 |  | 27489 |  |  | 27489 | 2,020.63 23.56 29.43 87.62 | 2020.63 | 23.56 | 29.43 | 87.62 | 2020.63 | 23.56 | 29.43 | 87.62
27490 | 27490 | Ditto but for 70W CDMT....................................................................................................................................................... | [18 empty] | 1,880.45 |  |  |  | 23.56 |  | 29.43 |  | 87.62 |  | 27490 |  |  | 27490 | 1,880.45 23.56 29.43 87.62 | 1880.45 | 23.56 | 29.43 | 87.62 | 1880.45 | 23.56 | 29.43 | 87.62
27491 | 27491 | Gasket for retaining flange for bulkhead fitting..................................................................................................................... | [18 empty] | 28.49 |  |  |  | 4.30 |  | 5.80 |  | 15.77 |  | 27491 |  |  | 27491 | 28.49 4.30 5.80 15.77 | 28.49 | 4.3 | 5.8 | 15.77 | 28.49 | 4.3 | 5.8 | 15.77
27492 | 27492 | Glassware only for bulkhead fitting similar to SFA 35.......................................................................................................... | [18 empty] | 373.51 |  |  |  | 11.77 |  | 14.08 |  | 43.42 |  | 27492 |  |  | 27492 | 373.51 11.77 14.08 43.42 | 373.51 | 11.77 | 14.08 | 43.42 | 373.51 | 11.77 | 14.08 | 43.42
27493 | 27493 | Key for bulkhead (supply only) lighting fitting...................................................................................................................... | [18 empty] | 18.17 |  |  |  | - |  | - |  | - |  | 27493 |  |  | 27493 | 18.17 - - - | 18.17 | #VALUE! | #VALUE! | #VALUE! | 18.17 | - | - | -
27494 | 27494 | Bulkhead lighting fitting, IP65 c/w polycarbonate diffuser and 1 x 26W PLC lamp........................................................... | [18 empty] | 575.12 |  |  |  | 23.56 |  | 29.43 |  | 87.62 |  | 27494 |  |  | 27494 | 575.12 23.56 29.43 87.62 | 575.12 | 23.56 | 29.43 | 87.62 | 575.12 | 23.56 | 29.43 | 87.62
27/43
27 | 27 | ELECTRICAL INSTALLATION - LIGHTING SYSTEM AND FIXTURES | [18 empty] | 27
| Item | Item
| LIGHTING FITTINGS (CONT'D) | [9 empty] | Take | [14 empty] | Take
| Supply | [23 empty] | down | down |  |  | Fix
| and | [23 empty] | and | and set |  |  | only
| Floodlighting fittings including control gear, side/ back entry, cutting, and | [16 empty] | fix | [6 empty] | clear | aside for
| rubber grommet or stop : - | [9 empty] | away | [14 empty] | re-use
| A | [23 empty] | B | C |  |  | D
| Each |  |  | $ | [20 empty] | $ | $ |  |  | $
27495 | 27495 | MBIL floodlighting fitting IP54 c/w 750/ 1000/ 1500W control gear.................................................................................. | [18 empty] | 10,528.83 |  |  |  | 57.64 |  | 71.79 |  | 220.77 |  | 27495 |  |  | 27495 | 10,528.83 57.64 71.79 220.77 | 10528.83 | 57.64 | 71.79 | 220.77 | 10528.83 | 57.64 | 71.79 | 220.77
27496 | 27496 | Ditto but 2000W...................................................................................................................................................................... | [18 empty] | 17,332.80 |  |  |  | 57.64 |  | 71.79 |  | 220.77 |  | 27496 |  |  | 27496 | 17,332.80 57.64 71.79 220.77 | 17332.8 | 57.64 | 71.79 | 220.77 | 17332.8 | 57.64 | 71.79 | 220.77
27497 | 27497 | H.P. sodium (SON) floodlighting fitting IP65, die cast aluminium housing c/w 70W
| lamp, control gear and anodized aluminium reflector (all types) similar to SFA 205........................................................... | [19 empty] | 1,339.85 |  |  |  | 54.12 |  | 68.32 |  | 205.09 |  | 27497 |  |  | 27497 | 1,339.85 54.12 68.32 205.09 | 1339.85 | 54.12 | 68.32 | 205.09 | 1339.85 | 54.12 | 68.32 | 205.09
27498 | 27498 | Ditto but for 150W lamp......................................................................................................................................................... | [18 empty] | 1,843.99 |  |  |  | 54.12 |  | 68.32 |  | 205.09 |  | 27498 |  |  | 27498 | 1,843.99 54.12 68.32 205.09 | 1843.99 | 54.12 | 68.32 | 205.09 | 1843.99 | 54.12 | 68.32 | 205.09
27499 | 27499 | Ditto but for 250W lamp......................................................................................................................................................... | [18 empty] | 2,474.15 |  |  |  | 54.12 |  | 68.32 |  | 205.09 |  | 27499 |  |  | 27499 | 2,474.15 54.12 68.32 205.09 | 2474.15 | 54.12 | 68.32 | 205.09 | 2474.15 | 54.12 | 68.32 | 205.09
27500 | 27500 | Ditto but for 400W lamp......................................................................................................................................................... | [18 empty] | 3,419.40 |  |  |  | 54.12 |  | 68.32 |  | 205.09 |  | 27500 |  |  | 27500 | 3,419.40 54.12 68.32 205.09 | 3419.4 | 54.12 | 68.32 | 205.09 | 3419.4 | 54.12 | 68.32 | 205.09
27501 | 27501 | Ditto but for 70W MBIF lamp................................................................................................................................................ | [18 empty] | 1,917.94 |  |  |  | 54.12 |  | 68.32 |  | 205.09 |  | 27501 |  |  | 27501 | 1,917.94 54.12 68.32 205.09 | 1917.94 | 54.12 | 68.32 | 205.09 | 1917.94 | 54.12 | 68.32 | 205.09
27502 | 27502 | Ditto but for 150W MBIF lamp.............................................................................................................................................. | [18 empty] | 2,334.38 |  |  |  | 54.12 |  | 68.32 |  | 205.09 |  | 27502 |  |  | 27502 | 2,334.38 54.12 68.32 205.09 | 2334.38 | 54.12 | 68.32 | 205.09 | 2334.38 | 54.12 | 68.32 | 205.09
27503 | 27503 | Ditto but for 250W MBIF lamp.............................................................................................................................................. | [18 empty] | 2,854.95 |  |  |  | 54.12 |  | 68.32 |  | 205.09 |  | 27503 |  |  | 27503 | 2,854.95 54.12 68.32 205.09 | 2854.95 | 54.12 | 68.32 | 205.09 | 2854.95 | 54.12 | 68.32 | 205.09
27504 | 27504 | Ditto but for 400W MBIF lamp.............................................................................................................................................. | [18 empty] | 3,635.80 |  |  |  | 54.12 |  | 68.32 |  | 205.09 |  | 27504 |  |  | 27504 | 3,635.80 54.12 68.32 205.09 | 3635.8 | 54.12 | 68.32 | 205.09 | 3635.8 | 54.12 | 68.32 | 205.09
27505 | 27505 | Tungsten halogen floodlight fitting, IP54 c/w lamp, 500W.................................................................................................. | [18 empty] | - |  |  |  | 23.71 |  | 29.62 |  | 88.17 |  | 27505 |  |  | 27505 | - 23.71 29.62 88.17 | #VALUE! | 23.71 | 29.62 | 88.17 | - | 23.71 | 29.62 | 88.17
27506 | 27506 | Ditto but with 1000W lamp.................................................................................................................................................... | [18 empty] | - |  |  |  | 23.71 |  | 29.62 |  | 88.17 |  | 27506 |  |  | 27506 | - 23.71 29.62 88.17 | #VALUE! | 23.71 | 29.62 | 88.17 | - | 23.71 | 29.62 | 88.17
27507 | 27507 | Ditto but with 1500W lamp.................................................................................................................................................... | [18 empty] | - |  |  |  | 23.71 |  | 29.62 |  | 88.17 |  | 27507 |  |  | 27507 | - 23.71 29.62 88.17 | #VALUE! | 23.71 | 29.62 | 88.17 | - | 23.71 | 29.62 | 88.17
27508 | 27508 | High bay floodlight fittings designed and manufactured to comply with IEC 60598-2,
IP54 body; extruded aluminium body with high temperature polypropylene side casing
and high temperature nylon body; vertical lamp, prismatic glass reflector c/w 250W
| MBIF control gear, lamp piece and safety chain ................................................................................................................... | [19 empty] | 4,201.48 |  |  |  | 54.12 |  | 68.32 |  | 205.09 |  | 27508 |  |  | 27508 | 4,201.48 54.12 68.32 205.09 | 4201.48 | 54.12 | 68.32 | 205.09 | 4201.48 | 54.12 | 68.32 | 205.09
27509 | 27509 | Ditto but with 400W MBIF control gear................................................................................................................................ | [18 empty] | 4,758.00 |  |  |  | 54.12 |  | 68.32 |  | 205.09 |  | 27509 |  |  | 27509 | 4,758.00 54.12 68.32 205.09 | 4758 | 54.12 | 68.32 | 205.09 | 4758 | 54.12 | 68.32 | 205.09
27510 | 27510 | Ditto but with 250W SON control gear.................................................................................................................................. | [18 empty] | 3,390.71 |  |  |  | 54.12 |  | 68.32 |  | 205.09 |  | 27510 |  |  | 27510 | 3,390.71 54.12 68.32 205.09 | 3390.71 | 54.12 | 68.32 | 205.09 | 3390.71 | 54.12 | 68.32 | 205.09
27511 | 27511 | Ditto but with 400W SON control gear.................................................................................................................................. | [18 empty] | 3,687.87 |  |  |  | 54.12 |  | 68.32 |  | 205.09 |  | 27511 |  |  | 27511 | 3,687.87 54.12 68.32 205.09 | 3687.87 | 54.12 | 68.32 | 205.09 | 3687.87 | 54.12 | 68.32 | 205.09
27512 | 27512 | High bay floodlight fittings designed and manufactured to comply with IEC 60598-2,
IP54 body; extruded aluminium body with high temperature polypropylene side casing
and high temperature nylon body; vertical lamp, self-cleaning high purity spun
| aluminium reflector c/w 250W MBIF control gear, lamp piece and safety chain ................................................................ | [19 empty] | 3,591.24 |  |  |  | 54.12 |  | 68.32 |  | 205.09 |  | 27512 |  |  | 27512 | 3,591.24 54.12 68.32 205.09 | 3591.24 | 54.12 | 68.32 | 205.09 | 3591.24 | 54.12 | 68.32 | 205.09
27513 | 27513 | Ditto but with 400W MBIF control gear................................................................................................................................ | [18 empty] | 3,985.73 |  |  |  | 54.12 |  | 68.32 |  | 205.09 |  | 27513 |  |  | 27513 | 3,985.73 54.12 68.32 205.09 | 3985.73 | 54.12 | 68.32 | 205.09 | 3985.73 | 54.12 | 68.32 | 205.09
27514 | 27514 | Ditto but with 250W SON control gear.................................................................................................................................. | [18 empty] | 2,903.32 |  |  |  | 54.12 |  | 68.32 |  | 205.09 |  | 27514 |  |  | 27514 | 2,903.32 54.12 68.32 205.09 | 2903.32 | 54.12 | 68.32 | 205.09 | 2903.32 | 54.12 | 68.32 | 205.09
27515 | 27515 | Ditto but with 400W SON control gear.................................................................................................................................. | [18 empty] | 3,123.85 |  |  |  | 54.12 |  | 68.32 |  | 205.09 |  | 27515 |  |  | 27515 | 3,123.85 54.12 68.32 205.09 | 3123.85 | 54.12 | 68.32 | 205.09 | 3123.85 | 54.12 | 68.32 | 205.09
27/44
27 | 27 | ELECTRICAL INSTALLATION - LIGHTING SYSTEM AND FIXTURES | [18 empty] | 27
| Item | Item
| LIGHTING FITTINGS (CONT'D) | [9 empty] | Take | [14 empty] | Take
| Supply | [23 empty] | down | down |  |  | Fix
| and | [23 empty] | and | and set |  |  | only
| Floodlighting fittings including control gear, side/ back entry, cutting, and | [16 empty] | fix | [6 empty] | clear | aside for
| rubber grommet or stop : - (Cont'd) | [9 empty] | away | [14 empty] | re-use
| A | [23 empty] | B | C |  |  | D
| Each |  |  | $ | [20 empty] | $ | $ |  |  | $
27516 | 27516 | High bay floodlight fittings designed and manufactured to comply with IEC 60598-2
IP65 body; technopolymer reinforced with fiber glass body; turned aluminium sheet
upper housing with grey powder paint; toughened glass cover with gasket clips;
elliptical lamp, polished and anodized aluminium reflector c/w 250W MBIF control
| gear, lamp piece and safety chain .......................................................................................................................................... | [19 empty] | 2,663.76 |  |  |  | 54.24 |  | 68.46 |  | 205.50 |  | 27516 |  |  | 27516 | 2,663.76 54.24 68.46 205.50 | 2663.76 | 54.24 | 68.46 | 205.5 | 2663.76 | 54.24 | 68.46 | 205.5
27517 | 27517 | Ditto but with 400W MBIF control gear................................................................................................................................ | [18 empty] | 2,894.52 |  |  |  | 54.24 |  | 68.46 |  | 205.50 |  | 27517 |  |  | 27517 | 2,894.52 54.24 68.46 205.50 | 2894.52 | 54.24 | 68.46 | 205.5 | 2894.52 | 54.24 | 68.46 | 205.5
27518 | 27518 | Ditto but with 250W SON control gear.................................................................................................................................. | [18 empty] | 1,910.72 |  |  |  | 54.24 |  | 68.46 |  | 205.50 |  | 27518 |  |  | 27518 | 1,910.72 54.24 68.46 205.50 | 1910.72 | 54.24 | 68.46 | 205.5 | 1910.72 | 54.24 | 68.46 | 205.5
27519 | 27519 | Ditto but with 400W SON control gear.................................................................................................................................. | [18 empty] | 2,041.50 |  |  |  | 54.24 |  | 68.46 |  | 205.50 |  | 27519 |  |  | 27519 | 2,041.50 54.24 68.46 205.50 | 2041.5 | 54.24 | 68.46 | 205.5 | 2041.5 | 54.24 | 68.46 | 205.5
27520 | 27520 | High bay floodlight fittings designed and manufactured to comply with IEC 60598-2
IP54 body; prismatic borosilicate glass retained by a spun aluminium cover sealed
reflector; tempered glass cover with stainless steel clips c/w 250W MBIF control gear,
| lamp piece and safety chain.................................................................................................................................................... | [19 empty] | 4,087.57 |  |  |  | 54.24 |  | 68.46 |  | 205.50 |  | 27520 |  |  | 27520 | 4,087.57 54.24 68.46 205.50 | 4087.57 | 54.24 | 68.46 | 205.5 | 4087.57 | 54.24 | 68.46 | 205.5
27521 | 27521 | Ditto but with 400W MBIF control gear................................................................................................................................ | [18 empty] | 4,386.83 |  |  |  | 54.24 |  | 68.46 |  | 205.50 |  | 27521 |  |  | 27521 | 4,386.83 54.24 68.46 205.50 | 4386.83 | 54.24 | 68.46 | 205.5 | 4386.83 | 54.24 | 68.46 | 205.5
27522 | 27522 | Ditto but with 250W SON control gear.................................................................................................................................. | [18 empty] | 3,180.62 |  |  |  | 54.24 |  | 68.46 |  | 205.50 |  | 27522 |  |  | 27522 | 3,180.62 54.24 68.46 205.50 | 3180.62 | 54.24 | 68.46 | 205.5 | 3180.62 | 54.24 | 68.46 | 205.5
27523 | 27523 | Ditto but with 400W SON control gear.................................................................................................................................. | [18 empty] | 3,533.68 |  |  |  | 54.24 |  | 68.46 |  | 205.50 |  | 27523 |  |  | 27523 | 3,533.68 54.24 68.46 205.50 | 3533.68 | 54.24 | 68.46 | 205.5 | 3533.68 | 54.24 | 68.46 | 205.5
27524 | 27524 | High bay floodlight fittings designed and manufactured to comply with IEC 60598-2
IP54 body; prismatic borosilicate glass retained by a spun aluminium cover sealed
| reflector c/w 250W MBIF control gear, lamp piece and safety chain ................................................................................... | [19 empty] | 3,432.50 |  |  |  | 54.24 |  | 68.46 |  | 205.50 |  | 27524 |  |  | 27524 | 3,432.50 54.24 68.46 205.50 | 3432.5 | 54.24 | 68.46 | 205.5 | 3432.5 | 54.24 | 68.46 | 205.5
27525 | 27525 | Ditto but with 400W MBIF control gear................................................................................................................................ | [18 empty] | 3,712.46 |  |  |  | 54.24 |  | 68.46 |  | 205.50 |  | 27525 |  |  | 27525 | 3,712.46 54.24 68.46 205.50 | 3712.46 | 54.24 | 68.46 | 205.5 | 3712.46 | 54.24 | 68.46 | 205.5
27526 | 27526 | Ditto but with 250W SON control gear.................................................................................................................................. | [18 empty] | 2,717.27 |  |  |  | 54.24 |  | 68.46 |  | 205.50 |  | 27526 |  |  | 27526 | 2,717.27 54.24 68.46 205.50 | 2717.27 | 54.24 | 68.46 | 205.5 | 2717.27 | 54.24 | 68.46 | 205.5
27527 | 27527 | Ditto but with 400W SON control gear.................................................................................................................................. | [18 empty] | 2,863.94 |  |  |  | 54.24 |  | 68.46 |  | 205.50 |  | 27527 |  |  | 27527 | 2,863.94 54.24 68.46 205.50 | 2863.94 | 54.24 | 68.46 | 205.5 | 2863.94 | 54.24 | 68.46 | 205.5
27528 | 27528 | High bay floodlight c/w 60W LED lamp................................................................................................................................ | [18 empty] | 3,718.31 |  |  |  | 54.24 |  | 68.46 |  | 205.50 |  | 27528 |  |  | 27528 | 3,718.31 54.24 68.46 205.50 | 3718.31 | 54.24 | 68.46 | 205.5 | 3718.31 | 54.24 | 68.46 | 205.5
27529 | 27529 | High bay floodlight c/w 80W LED lamp................................................................................................................................ | [18 empty] | 4,150.68 |  |  |  | 54.24 |  | 68.46 |  | 205.50 |  | 27529 |  |  | 27529 | 4,150.68 54.24 68.46 205.50 | 4150.68 | 54.24 | 68.46 | 205.5 | 4150.68 | 54.24 | 68.46 | 205.5
27530 | 27530 | High bay floodlight c/w 100W LED lamp.............................................................................................................................. | [18 empty] | 4,323.62 |  |  |  | 54.24 |  | 68.46 |  | 205.50 |  | 27530 |  |  | 27530 | 4,323.62 54.24 68.46 205.50 | 4323.62 | 54.24 | 68.46 | 205.5 | 4323.62 | 54.24 | 68.46 | 205.5
27531 | 27531 | High bay floodlight c/w 150W LED lamp.............................................................................................................................. | [18 empty] | 4,755.98 |  |  |  | 54.24 |  | 68.46 |  | 205.50 |  | 27531 |  |  | 27531 | 4,755.98 54.24 68.46 205.50 | 4755.98 | 54.24 | 68.46 | 205.5 | 4755.98 | 54.24 | 68.46 | 205.5
27/45
27 | 27 | ELECTRICAL INSTALLATION - LIGHTING SYSTEM AND FIXTURES | [18 empty] | 27
| Item | Item
| LIGHTING FITTINGS (CONT'D) | [9 empty] | Take | [14 empty] | Take
| Supply | [23 empty] | down | down |  |  | Fix
| and | [23 empty] | and | and set |  |  | only
| Floodlighting fittings including control gear, side/ back entry, cutting, and | [16 empty] | fix | [6 empty] | clear | aside for
| rubber grommet or stop : - (Cont'd) | [9 empty] | away | [14 empty] | re-use
| A | [23 empty] | B | C |  |  | D
| Each |  |  | $ | [20 empty] | $ | $ |  |  | $
27532 | 27532 | Twin lamp tennis-court floodlight with heavy gauge aluminium housing, reflector
with forward throw cut-off pattern, clear tempered lens c/w 1 x 250W HP sodium
| lamp and 1 x 400W metal halide lamp and integral control gears, IP65............................................................................... | [19 empty] | 6,891.45 |  |  |  | 82.06 |  | 102.39 |  | 307.11 |  | 27532 |  |  | 27532 | 6,891.45 82.06 102.39 307.11 | 6891.45 | 82.06 | 102.39 | 307.11 | 6891.45 | 82.06 | 102.39 | 307.11
27533 | 27533 | Tennis court lighting similar to SFA 267, aluminium housing, 4mm toughened glass lens, hinged
aluminium lens frame with reinforced corners, sharp cut-off forward throw anodised
| aluminium reflector c/w control gear and 1 x 1000W/ 1500W metal halide lamp............................................................... | [19 empty] | 10,401.32 |  |  |  | 23.64 |  | 28.78 |  | 86.21 |  | 27533 |  |  | 27533 | 10,401.32 23.64 28.78 86.21 | 10401.32 | 23.64 | 28.78 | 86.21 | 10401.32 | 23.64 | 28.78 | 86.21
27534 | 27534 | 400W MBI/ T floodlight fitting IP65 c/w GRP body, anodized aluminium reflector,
| toughened glass front cover, steel galvanized cradle, integral control gear and lamp.......................................................... | [19 empty] | 3,756.55 |  |  |  | 70.65 |  | 85.70 |  | 264.00 |  | 27534 |  |  | 27534 | 3,756.55 70.65 85.70 264.00 | 3756.55 | 70.65 | 85.7 | 264 | 3756.55 | 70.65 | 85.7 | 264
27535 | 27535 | 1000W SON/ T floodlight fitting IP65 c/w aluminium reflector, galvanized steel body,
| integral control gear and lamp................................................................................................................................................ | [19 empty] | 8,006.10 |  |  |  | 70.65 |  | 85.70 |  | 264.00 |  | 27535 |  |  | 27535 | 8,006.10 70.65 85.70 264.00 | 8006.1 | 70.65 | 85.7 | 264 | 8006.1 | 70.65 | 85.7 | 264
27536 | 27536 | Floodlight fitting with mounting box similar to SFA 204, die cast aluminium housing, anodised
aluminium reflector, 160° tiltable and 360° rotatable c/w safety glass and 1 x 35W metal
| halide lamp, IP65.................................................................................................................................................................... | [19 empty] | 1,998.30 |  |  |  | 53.90 |  | 68.05 |  | 204.27 |  | 27536 |  |  | 27536 | 1,998.30 53.90 68.05 204.27 | 1998.3 | 53.9 | 68.05 | 204.27 | 1998.3 | 53.9 | 68.05 | 204.27
27537 | 27537 | Asymmetrical floodlight fitting similar to SFA 205, marine grade 316 stainless steel construction,
anodised aluminium reflector, IP67 c/w safety chain and quick release clips at front cover,
adjustable stirrup bracket, internal control gear and 1 x 250W high pressure sodium or
| metal halide lamp.................................................................................................................................................................... | [19 empty] | 5,297.48 |  |  |  | 53.90 |  | 68.05 |  | 204.27 |  | 27537 |  |  | 27537 | 5,297.48 53.90 68.05 204.27 | 5297.48 | 53.9 | 68.05 | 204.27 | 5297.48 | 53.9 | 68.05 | 204.27
27538 | 27538 | Floodlight fitting similar to SFA 206, die cast aluminium housing with integral cooling ribs,
hinged door frame for reflector changing, cast aluminium swivel with locking teeth at 5°
intervals, mounting onto 50 mm square tenon c/w control gear, 1 x 400W high pressure
| sodium or metal halide lamp, and reflector for narrow vertical flood beam, IP67................................................................ | [19 empty] | 7,828.38 |  |  |  | 53.90 |  | 68.05 |  | 204.27 |  | 27538 |  |  | 27538 | 7,828.38 53.90 68.05 204.27 | 7828.38 | 53.9 | 68.05 | 204.27 | 7828.38 | 53.9 | 68.05 | 204.27
27539 | 27539 | Ditto but reflector for wide flood beam.................................................................................................................................. | [18 empty] | 6,692.28 |  |  |  | 53.90 |  | 68.05 |  | 204.27 |  | 27539 |  |  | 27539 | 6,692.28 53.90 68.05 204.27 | 6692.28 | 53.9 | 68.05 | 204.27 | 6692.28 | 53.9 | 68.05 | 204.27
27540 | 27540 | Floodlight fitting similar to SFA 206, die cast aluminium housing with integral cooling ribs,
hinged door frame for reflector changing, cast aluminium swivel with locking teeth at 5°
intervals, wall mounted c/w control gear, 1 x 70W high pressure sodium or metal halide
| lamp, and reflector for wide flood beam, IP67....................................................................................................................... | [19 empty] | 5,564.15 |  |  |  | 53.90 |  | 68.05 |  | 204.27 |  | 27540 |  |  | 27540 | 5,564.15 53.90 68.05 204.27 | 5564.15 | 53.9 | 68.05 | 204.27 | 5564.15 | 53.9 | 68.05 | 204.27
27541 | 27541 | Ditto but stanchion mounted and reflector for wide flood beam........................................................................................... | [18 empty] | 5,412.97 |  |  |  | 53.90 |  | 68.05 |  | 204.27 |  | 27541 |  |  | 27541 | 5,412.97 53.90 68.05 204.27 | 5412.97 | 53.9 | 68.05 | 204.27 | 5412.97 | 53.9 | 68.05 | 204.27
27542 | 27542 | Adjustable compact outdoor floodlight similar to SFA 207, injection moulded polyester body,
glass-filled nylon base or spike for mounting, IP54 c/w 1 x 150W high pressure sodium or
| metal halide lamp.................................................................................................................................................................... | [19 empty] | 410.84 |  |  |  | 17.17 |  | 21.21 |  | 65.57 |  | 27542 |  |  | 27542 | 410.84 17.17 21.21 65.57 | 410.84 | 17.17 | 21.21 | 65.57 | 410.84 | 17.17 | 21.21 | 65.57
27543 | 27543 | Floodlight fitting, IP65 c/w 60W or below induction lamp................................................................................................... | [18 empty] | 2,188.60 |  |  |  | 53.90 |  | 68.05 |  | 204.27 |  | 27543 |  |  | 27543 | 2,188.60 53.90 68.05 204.27 | 2188.6 | 53.9 | 68.05 | 204.27 | 2188.6 | 53.9 | 68.05 | 204.27
27544 | 27544 | Floodlight fitting, IP65 c/w 80W induction lamp.................................................................................................................. | [18 empty] | 2,335.50 |  |  |  | 53.90 |  | 68.05 |  | 204.27 |  | 27544 |  |  | 27544 | 2,335.50 53.90 68.05 204.27 | 2335.5 | 53.9 | 68.05 | 204.27 | 2335.5 | 53.9 | 68.05 | 204.27
27545 | 27545 | Floodlight fitting, IP65 c/w 120W induction lamp................................................................................................................ | [18 empty] | 2,482.40 |  |  |  | 53.90 |  | 68.05 |  | 204.27 |  | 27545 |  |  | 27545 | 2,482.40 53.90 68.05 204.27 | 2482.4 | 53.9 | 68.05 | 204.27 | 2482.4 | 53.9 | 68.05 | 204.27
27546 | 27546 | Floodlight fitting, IP65 c/w 200W induction lamp................................................................................................................ | [18 empty] | 2,776.40 |  |  |  | 53.90 |  | 68.05 |  | 204.27 |  | 27546 |  |  | 27546 | 2,776.40 53.90 68.05 204.27 | 2776.4 | 53.9 | 68.05 | 204.27 | 2776.4 | 53.9 | 68.05 | 204.27
27547 | 27547 | Floodlight fitting, aluminium housing, IP65 c/w 60W LED lamp........................................................................................ | [18 empty] | 3,750.59 |  |  |  | 53.90 |  | 68.05 |  | 204.27 |  | 27547 |  |  | 27547 | 3,750.59 53.90 68.05 204.27 | 3750.59 | 53.9 | 68.05 | 204.27 | 3750.59 | 53.9 | 68.05 | 204.27
27548 | 27548 | Floodlight fitting, IP65, surface mounted c/w 60W high intensity LED lamp and glass diffuser........................................ | [18 empty] | 3,625.51 |  |  |  | 53.90 |  | 68.05 |  | 204.27 |  | 27548 |  |  | 27548 | 3,625.51 53.90 68.05 204.27 | 3625.51 | 53.9 | 68.05 | 204.27 | 3625.51 | 53.9 | 68.05 | 204.27
27549 | 27549 | Floodlight fitting, IP65 c/w 70W LED lamp.......................................................................................................................... | [18 empty] | 3,598.19 |  |  |  | 53.90 |  | 68.05 |  | 204.27 |  | 27549 |  |  | 27549 | 3,598.19 53.90 68.05 204.27 | 3598.19 | 53.9 | 68.05 | 204.27 | 3598.19 | 53.9 | 68.05 | 204.27
27/46
27 | 27 | ELECTRICAL INSTALLATION - LIGHTING SYSTEM AND FIXTURES | [18 empty] | 27
| Item | Item
| LIGHTING FITTINGS (CONT'D) | [9 empty] | Take | [14 empty] | Take
| Supply | [23 empty] | down | down |  |  | Fix
| and | [23 empty] | and | and set |  |  | only
| Floodlight fitting accessories : - | [9 empty] | fix | [13 empty] | clear | aside for
| away | [24 empty] | re-use
| A | [23 empty] | B | C |  |  | D
| Each |  |  | $ | [20 empty] | $ | $ |  |  | $
27550 | 27550 | Heat shield for floodlight........................................................................................................................................................ | [18 empty] | 1,147.55 |  |  |  | 11.88 |  | 14.22 |  | 43.87 |  | 27550 |  |  | 27550 | 1,147.55 11.88 14.22 43.87 | 1147.55 | 11.88 | 14.22 | 43.87 | 1147.55 | 11.88 | 14.22 | 43.87
27551 | 27551 | Wire guard for floodlight ...................................................................................................................................................... | [18 empty] | 489.54 |  |  |  | 11.88 |  | 14.22 |  | 43.87 |  | 27551 |  |  | 27551 | 489.54 11.88 14.22 43.87 | 489.54 | 11.88 | 14.22 | 43.87 | 489.54 | 11.88 | 14.22 | 43.87
27552 | 27552 | Front glass assembly c/w silicone rubber gasket for floodlight............................................................................................. | [18 empty] | 681.27 |  |  |  | 11.88 |  | 14.22 |  | 43.87 |  | 27552 |  |  | 27552 | 681.27 11.88 14.22 43.87 | 681.27 | 11.88 | 14.22 | 43.87 | 681.27 | 11.88 | 14.22 | 43.87
27553 | 27553 | Floodlight louvre for 750W fitting......................................................................................................................................... | [18 empty] | 1,406.52 |  |  |  | 17.31 |  | 21.33 |  | 63.19 |  | 27553 |  |  | 27553 | 1,406.52 17.31 21.33 63.19 | 1406.52 | 17.31 | 21.33 | 63.19 | 1406.52 | 17.31 | 21.33 | 63.19
27554 | 27554 | Ditto but for 1000W fitting..................................................................................................................................................... | [18 empty] | 1,430.48 |  |  |  | 17.31 |  | 21.33 |  | 63.19 |  | 27554 |  |  | 27554 | 1,430.48 17.31 21.33 63.19 | 1430.48 | 17.31 | 21.33 | 63.19 | 1430.48 | 17.31 | 21.33 | 63.19
27555 | 27555 | Ditto but for 1500W fitting..................................................................................................................................................... | [18 empty] | 1,465.10 |  |  |  | 17.31 |  | 21.33 |  | 63.19 |  | 27555 |  |  | 27555 | 1,465.10 17.31 21.33 63.19 | 1465.1 | 17.31 | 21.33 | 63.19 | 1465.1 | 17.31 | 21.33 | 63.19
27556 | 27556 | Multi-use or cross arm mounting bracket c/w 2"U" clamps (hot dip galvanized steel) ....................................................... | [18 empty] | 311.10 |  |  |  | 17.31 |  | 21.36 |  | 66.09 |  | 27556 |  |  | 27556 | 311.10 17.31 21.36 66.09 | 311.1 | 17.31 | 21.36 | 66.09 | 311.1 | 17.31 | 21.36 | 66.09
27557 | 27557 | Wall bracket (hot dip galvanized steel).................................................................................................................................. | [18 empty] | 260.30 |  |  |  | 15.32 |  | 19.52 |  | 56.78 |  | 27557 |  |  | 27557 | 260.30 15.32 19.52 56.78 | 260.3 | 15.32 | 19.52 | 56.78 | 260.3 | 15.32 | 19.52 | 56.78
27558 | 27558 | Stainless steel (304) mounting bracket for floodlight............................................................................................................ | [18 empty] | 684.82 |  |  |  | 15.32 |  | 19.52 |  | 56.78 |  | 27558 |  |  | 27558 | 684.82 15.32 19.52 56.78 | 684.82 | 15.32 | 19.52 | 56.78 | 684.82 | 15.32 | 19.52 | 56.78
27559 | 27559 | Ditto but of stainless steel (316)............................................................................................................................................. | [18 empty] | 776.77 |  |  |  | 15.32 |  | 19.52 |  | 56.78 |  | 27559 |  |  | 27559 | 776.77 15.32 19.52 56.78 | 776.77 | 15.32 | 19.52 | 56.78 | 776.77 | 15.32 | 19.52 | 56.78
27560 | 27560 | Hot dip galvanized steel universal pole clamp for floodlight fitting .................................................................................... | [18 empty] | 99.70 |  |  |  | 6.33 |  | 8.48 |  | 23.51 |  | 27560 |  |  | 27560 | 99.70 6.33 8.48 23.51 | 99.7 | 6.33 | 8.48 | 23.51 | 99.7 | 6.33 | 8.48 | 23.51
27561 | 27561 | Stainless steel (304) universal pole clamp for floodlight fitting............................................................................................ | [18 empty] | 247.35 |  |  |  | 6.33 |  | 8.48 |  | 23.51 |  | 27561 |  |  | 27561 | 247.35 6.33 8.48 23.51 | 247.35 | 6.33 | 8.48 | 23.51 | 247.35 | 6.33 | 8.48 | 23.51
27562 | 27562 | Ditto but of stainless steel (316)............................................................................................................................................. | [18 empty] | 276.15 |  |  |  | 6.33 |  | 8.48 |  | 23.51 |  | 27562 |  |  | 27562 | 276.15 6.33 8.48 23.51 | 276.15 | 6.33 | 8.48 | 23.51 | 276.15 | 6.33 | 8.48 | 23.51
27563 | 27563 | Stirrup assembly (hot dip galvanized steel)............................................................................................................................ | [18 empty] | 395.03 |  |  |  | 17.31 |  | 21.36 |  | 66.09 |  | 27563 |  |  | 27563 | 395.03 17.31 21.36 66.09 | 395.03 | 17.31 | 21.36 | 66.09 | 395.03 | 17.31 | 21.36 | 66.09
27564 | 27564 | Stirrup assembly c/w blanking plate and gland (hot dip galvanized).................................................................................... | [18 empty] | 438.20 |  |  |  | 17.31 |  | 21.36 |  | 66.09 |  | 27564 |  |  | 27564 | 438.20 17.31 21.36 66.09 | 438.2 | 17.31 | 21.36 | 66.09 | 438.2 | 17.31 | 21.36 | 66.09
27565 | 27565 | Stirrup assembly c/w blanking plate and gland (304 stainless steel)..................................................................................... | [18 empty] | 1,253.62 |  |  |  | 17.31 |  | 21.36 |  | 66.09 |  | 27565 |  |  | 27565 | 1,253.62 17.31 21.36 66.09 | 1253.62 | 17.31 | 21.36 | 66.09 | 1253.62 | 17.31 | 21.36 | 66.09
27566 | 27566 | Stirrup assembly c/w blanking plate and gland (316 stainless steel)..................................................................................... | [18 empty] | 1,311.33 |  |  |  | 17.31 |  | 21.36 |  | 66.09 |  | 27566 |  |  | 27566 | 1,311.33 17.31 21.36 66.09 | 1311.33 | 17.31 | 21.36 | 66.09 | 1311.33 | 17.31 | 21.36 | 66.09
27567 | 27567 | Special wall bracket, hot dip galvanized................................................................................................................................ | [18 empty] | 410.18 |  |  |  | 17.31 |  | 21.36 |  | 66.09 |  | 27567 |  |  | 27567 | 410.18 17.31 21.36 66.09 | 410.18 | 17.31 | 21.36 | 66.09 | 410.18 | 17.31 | 21.36 | 66.09
27568 | 27568 | Step up transformer c/w weatherproof metal box rated IP65................................................................................................ | [18 empty] | 1,659.93 |  |  |  | 22.11 |  | 27.89 |  | 83.02 |  | 27568 |  |  | 27568 | 1,659.93 22.11 27.89 83.02 | 1659.93 | 22.11 | 27.89 | 83.02 | 1659.93 | 22.11 | 27.89 | 83.02
27569 | 27569 | Step down transformer c/w enclosure, 220/ 12V, 50 VA...................................................................................................... | [18 empty] | 859.63 |  |  |  | 9.29 |  | 11.63 |  | 33.51 |  | 27569 |  |  | 27569 | 859.63 9.29 11.63 33.51 | 859.63 | 9.29 | 11.63 | 33.51 | 859.63 | 9.29 | 11.63 | 33.51
27/47
27 | 27 | ELECTRICAL INSTALLATION - LIGHTING SYSTEM AND FIXTURES | [18 empty] | 27
| Item | Item
| LIGHTING FITTINGS (CONT'D) | [9 empty] | Take | [14 empty] | Take
| Supply | [23 empty] | down | down |  |  | Fix
| and | [23 empty] | and | and set |  |  | only
| Floodlight fitting accessories : - (Cont'd) | [9 empty] | fix | [13 empty] | clear | aside for
| away | [24 empty] | re-use
| A | [23 empty] | B | C |  |  | D
| Each |  |  | $ | [20 empty] | $ | $ |  |  | $
27570 | 27570 | Ballast for 70/ 150/ 250W H.P. Sodium lamp........................................................................................................................ | [18 empty] | 240.01 |  |  |  | 11.87 |  | 14.20 |  | 43.78 |  | 27570 |  |  | 27570 | 240.01 11.87 14.20 43.78 | 240.01 | 11.87 | 14.2 | 43.78 | 240.01 | 11.87 | 14.2 | 43.78
27571 | 27571 | Ballast for 400W H.P. Sodium lamp...................................................................................................................................... | [18 empty] | 281.66 |  |  |  | 11.87 |  | 14.20 |  | 43.78 |  | 27571 |  |  | 27571 | 281.66 11.87 14.20 43.78 | 281.66 | 11.87 | 14.2 | 43.78 | 281.66 | 11.87 | 14.2 | 43.78
27572 | 27572 | Ballast for 150/ 250/ 400W white SON lamp........................................................................................................................ | [18 empty] | 442.51 |  |  |  | 11.87 |  | 14.20 |  | 43.78 |  | 27572 |  |  | 27572 | 442.51 11.87 14.20 43.78 | 442.51 | 11.87 | 14.2 | 43.78 | 442.51 | 11.87 | 14.2 | 43.78
27573 | 27573 | Ballast for 250/ 400W MBIF lamp......................................................................................................................................... | [18 empty] | 289.24 |  |  |  | 11.87 |  | 14.20 |  | 43.78 |  | 27573 |  |  | 27573 | 289.24 11.87 14.20 43.78 | 289.24 | 11.87 | 14.2 | 43.78 | 289.24 | 11.87 | 14.2 | 43.78
27574 | 27574 | Ballast for 750W MBIL lamp................................................................................................................................................. | [18 empty] | 1,206.38 |  |  |  | 11.87 |  | 14.20 |  | 43.78 |  | 27574 |  |  | 27574 | 1,206.38 11.87 14.20 43.78 | 1206.38 | 11.87 | 14.2 | 43.78 | 1206.38 | 11.87 | 14.2 | 43.78
27575 | 27575 | Ballast for 1000W MBIL lamp............................................................................................................................................... | [18 empty] | 1,206.38 |  |  |  | 11.87 |  | 14.20 |  | 43.78 |  | 27575 |  |  | 27575 | 1,206.38 11.87 14.20 43.78 | 1206.38 | 11.87 | 14.2 | 43.78 | 1206.38 | 11.87 | 14.2 | 43.78
27576 | 27576 | Ballast for 1500W MBIL lamp .............................................................................................................................................. | [18 empty] | 1,217.13 |  |  |  | 11.87 |  | 14.20 |  | 43.78 |  | 27576 |  |  | 27576 | 1,217.13 11.87 14.20 43.78 | 1217.13 | 11.87 | 14.2 | 43.78 | 1217.13 | 11.87 | 14.2 | 43.78
27577 | 27577 | Ballast for 2000W MBIL lamp .............................................................................................................................................. | [18 empty] | 1,227.13 |  |  |  | 11.87 |  | 14.20 |  | 43.78 |  | 27577 |  |  | 27577 | 1,227.13 11.87 14.20 43.78 | 1227.13 | 11.87 | 14.2 | 43.78 | 1227.13 | 11.87 | 14.2 | 43.78
27578 | 27578 | Transformer for 1500W MBIL lamp...................................................................................................................................... | [18 empty] | 1,925.95 |  |  |  | 11.87 |  | 14.20 |  | 43.78 |  | 27578 |  |  | 27578 | 1,925.95 11.87 14.20 43.78 | 1925.95 | 11.87 | 14.2 | 43.78 | 1925.95 | 11.87 | 14.2 | 43.78
27579 | 27579 | Ballast for 50/ 80/ 125W MBF lamp...................................................................................................................................... | [18 empty] | - |  |  |  | 11.87 |  | 14.20 |  | 43.78 |  | 27579 |  |  | 27579 | - 11.87 14.20 43.78 | #VALUE! | 11.87 | 14.2 | 43.78 | - | 11.87 | 14.2 | 43.78
27580 | 27580 | Ballast for 250/ 400W MBF lamp.......................................................................................................................................... | [18 empty] | - |  |  |  | 11.87 |  | 14.20 |  | 43.78 |  | 27580 |  |  | 27580 | - 11.87 14.20 43.78 | #VALUE! | 11.87 | 14.2 | 43.78 | - | 11.87 | 14.2 | 43.78
27581 | 27581 | Electronic Ballast for 150W Metal Halide Lamp................................................................................................................... | [18 empty] | 894.31 |  |  |  | 11.87 |  | 14.20 |  | 43.78 |  | 27581 |  |  | 27581 | 894.31 11.87 14.20 43.78 | 894.31 | 11.87 | 14.2 | 43.78 | 894.31 | 11.87 | 14.2 | 43.78
27582 | 27582 | Capacitor for 250W H.P. Sodium white SON lamp 30 mF + 10%....................................................................................... | [18 empty] | 125.01 |  |  |  | 10.06 |  | 13.00 |  | 37.46 |  | 27582 |  |  | 27582 | 125.01 10.06 13.00 37.46 | 125.01 | 10.06 | 13 | 37.46 | 125.01 | 10.06 | 13 | 37.46
27583 | 27583 | Capacitor for 400W H.P. Sodium white SON lamp 40 mF + 10%....................................................................................... | [18 empty] | 170.68 |  |  |  | 10.06 |  | 13.00 |  | 37.46 |  | 27583 |  |  | 27583 | 170.68 10.06 13.00 37.46 | 170.68 | 10.06 | 13 | 37.46 | 170.68 | 10.06 | 13 | 37.46
27584 | 27584 | Capacitor for 250W/ 400W MBIF lamp ................................................................................................................................ | [18 empty] | 133.70 |  |  |  | 10.06 |  | 13.00 |  | 37.46 |  | 27584 |  |  | 27584 | 133.70 10.06 13.00 37.46 | 133.7 | 10.06 | 13 | 37.46 | 133.7 | 10.06 | 13 | 37.46
27585 | 27585 | Capacitor for 750W MBIL lamp............................................................................................................................................. | [18 empty] | 317.63 |  |  |  | 10.06 |  | 13.00 |  | 37.46 |  | 27585 |  |  | 27585 | 317.63 10.06 13.00 37.46 | 317.63 | 10.06 | 13 | 37.46 | 317.63 | 10.06 | 13 | 37.46
27586 | 27586 | Capacitor for 1000W MBIL lamp........................................................................................................................................... | [18 empty] | 321.44 |  |  |  | 10.06 |  | 13.00 |  | 37.46 |  | 27586 |  |  | 27586 | 321.44 10.06 13.00 37.46 | 321.44 | 10.06 | 13 | 37.46 | 321.44 | 10.06 | 13 | 37.46
27587 | 27587 | Capacitor for 1500W MBIL lamp........................................................................................................................................... | [18 empty] | 329.76 |  |  |  | 10.06 |  | 13.00 |  | 37.46 |  | 27587 |  |  | 27587 | 329.76 10.06 13.00 37.46 | 329.76 | 10.06 | 13 | 37.46 | 329.76 | 10.06 | 13 | 37.46
27588 | 27588 | Capacitor for 2000W MBIL lamp........................................................................................................................................... | [18 empty] | 386.09 |  |  |  | 10.06 |  | 13.00 |  | 37.46 |  | 27588 |  |  | 27588 | 386.09 10.06 13.00 37.46 | 386.09 | 10.06 | 13 | 37.46 | 386.09 | 10.06 | 13 | 37.46
27589 | 27589 | Ignitor for 70W H.P. Sodium lamp......................................................................................................................................... | [18 empty] | 160.32 |  |  |  | 10.06 |  | 13.00 |  | 37.46 |  | 27589 |  |  | 27589 | 160.32 10.06 13.00 37.46 | 160.32 | 10.06 | 13 | 37.46 | 160.32 | 10.06 | 13 | 37.46
27590 | 27590 | Ignitor for 150/ 250/ 400W H.P. Sodium lamp...................................................................................................................... | [18 empty] | 178.27 |  |  |  | 10.06 |  | 13.00 |  | 37.46 |  | 27590 |  |  | 27590 | 178.27 10.06 13.00 37.46 | 178.27 | 10.06 | 13 | 37.46 | 178.27 | 10.06 | 13 | 37.46
27591 | 27591 | Ignitor for 150/ 250/ 400W white SON lamp......................................................................................................................... | [18 empty] | 181.85 |  |  |  | 10.06 |  | 13.00 |  | 37.46 |  | 27591 |  |  | 27591 | 181.85 10.06 13.00 37.46 | 181.85 | 10.06 | 13 | 37.46 | 181.85 | 10.06 | 13 | 37.46
27592 | 27592 | Ignitor for 250W/ 400W MBIF lamp...................................................................................................................................... | [18 empty] | 338.13 |  |  |  | 10.06 |  | 13.00 |  | 37.46 |  | 27592 |  |  | 27592 | 338.13 10.06 13.00 37.46 | 338.13 | 10.06 | 13 | 37.46 | 338.13 | 10.06 | 13 | 37.46
27593 | 27593 | Ignitor for 1000W MBIL lamp................................................................................................................................................ | [18 empty] | 434.52 |  |  |  | 10.06 |  | 13.00 |  | 37.46 |  | 27593 |  |  | 27593 | 434.52 10.06 13.00 37.46 | 434.52 | 10.06 | 13 | 37.46 | 434.52 | 10.06 | 13 | 37.46
27594 | 27594 | Ignitor for 1500W MBIL lamp................................................................................................................................................ | [18 empty] | 593.97 |  |  |  | 10.06 |  | 13.00 |  | 37.46 |  | 27594 |  |  | 27594 | 593.97 10.06 13.00 37.46 | 593.97 | 10.06 | 13 | 37.46 | 593.97 | 10.06 | 13 | 37.46
27595 | 27595 | Ignitor for 2000W MBIL lamp................................................................................................................................................ | [18 empty] | 655.40 |  |  |  | 10.06 |  | 13.00 |  | 37.46 |  | 27595 |  |  | 27595 | 655.40 10.06 13.00 37.46 | 655.4 | 10.06 | 13 | 37.46 | 655.4 | 10.06 | 13 | 37.46
Per linear meter
27596 | 27596 | Safety chain, hot dipped galvanized steel (or wrought iron) chain 25 mm oval link c/w
| shackles .................................................................................................................................................................................. | [19 empty] | 52.28 |  |  |  | 2.13 |  | 2.51 |  | 6.24 |  | 27596 |  |  | 27596 | 52.28 2.13 2.51 6.24 | 52.28 | 2.13 | 2.51 | 6.24 | 52.28 | 2.13 | 2.51 | 6.24
27/48
27 | 27 | ELECTRICAL INSTALLATION - LIGHTING SYSTEM AND FIXTURES | [18 empty] | 27
| Item | Item
| LIGHTING FITTINGS (CONT'D) | [9 empty] | Take | [14 empty] | Take
| Supply | [23 empty] | down | down |  |  | Fix
| and | [23 empty] | and | and set |  |  | only
| Pole top light fitting : - | [5 empty] | fix | [17 empty] | clear | aside for
| away | [24 empty] | re-use
| A | [23 empty] | B | C |  |  | D
| Each |  |  | $ | [20 empty] | $ | $ |  |  | $
27597 | 27597 | Pole top lantern c/w 35W/ 50W/ 70W metal halide/ high pressure sodium lamp or
| 1 x 35W CDMT lamp and control gear similar to SFA 46 with large canopy...................................................................... | [19 empty] | 1,408.01 |  |  |  | 32.60 |  | 39.97 |  | 121.82 |  | 27597 |  |  | 27597 | 1,408.01 32.60 39.97 121.82 | 1408.01 | 32.6 | 39.97 | 121.82 | 1408.01 | 32.6 | 39.97 | 121.82
27598 | 27598 | Pole top lantern c/w 35W/ 50W/ 70W metal halide/ high pressure sodium lamp or
| 1 x 35W CDMT lamp and control gear similar to SFA 46 with small canopy...................................................................... | [19 empty] | 1,352.92 |  |  |  | 32.60 |  | 39.97 |  | 121.82 |  | 27598 |  |  | 27598 | 1,352.92 32.60 39.97 121.82 | 1352.92 | 32.6 | 39.97 | 121.82 | 1352.92 | 32.6 | 39.97 | 121.82
27599 | 27599 | Lighting fitting, IP23 c/w 70W SON lamp ............................................................................................................................ | [18 empty] | 1,445.02 |  |  |  | 32.60 |  | 39.97 |  | 121.82 |  | 27599 |  |  | 27599 | 1,445.02 32.60 39.97 121.82 | 1445.02 | 32.6 | 39.97 | 121.82 | 1445.02 | 32.6 | 39.97 | 121.82
27600 | 27600 | Ditto but for 70W metal halide lamp...................................................................................................................................... | [18 empty] | 1,274.54 |  |  |  | 32.60 |  | 39.97 |  | 121.82 |  | 27600 |  |  | 27600 | 1,274.54 32.60 39.97 121.82 | 1274.54 | 32.6 | 39.97 | 121.82 | 1274.54 | 32.6 | 39.97 | 121.82
27601 | 27601 | Pole top adaptor for above...................................................................................................................................................... | [18 empty] | 447.00 |  |  |  | 13.33 |  | 17.54 |  | 52.27 |  | 27601 |  |  | 27601 | 447.00 13.33 17.54 52.27 | 447 | 13.33 | 17.54 | 52.27 | 447 | 13.33 | 17.54 | 52.27
27602 | 27602 | Pole top fitting similar to SFA 208, 500 mm diameter opal/ clear globe made of impact resistant
plastic on a black console, IP44 c/w 1 x 70W/ 100W high pressure sodium/ metal halide lamp or
| 1 x 35W CDMT lamp............................................................................................................................................................. | [19 empty] | 2,250.78 |  |  |  | 68.85 |  | 86.36 |  | 255.80 |  | 27602 |  |  | 27602 | 2,250.78 68.85 86.36 255.80 | 2250.78 | 68.85 | 86.36 | 255.8 | 2250.78 | 68.85 | 86.36 | 255.8
27603 | 27603 | Ditto but 1 x 26W PLC lamp.................................................................................................................................................. | [18 empty] | 1,678.76 |  |  |  | 68.85 |  | 86.36 |  | 255.80 |  | 27603 |  |  | 27603 | 1,678.76 68.85 86.36 255.80 | 1678.76 | 68.85 | 86.36 | 255.8 | 1678.76 | 68.85 | 86.36 | 255.8
27604 | 27604 | 500 mm unbreakable globe only for pole top fitting similar to SFA 208.............................................................................. | [18 empty] | 910.42 |  |  |  | 23.62 |  | 29.49 |  | 87.81 |  | 27604 |  |  | 27604 | 910.42 23.62 29.49 87.81 | 910.42 | 23.62 | 29.49 | 87.81 | 910.42 | 23.62 | 29.49 | 87.81
27605 | 27605 | Pole top luminaire similar to SFA 209, cast aluminium alloy housing with hinged top, clear
acrylic lens, IP54 c/w cast aluminium mounting arm, control gear and 1 x 70W
| high pressure sodium/ metal halide lamp or 1 x 35W CDMT lamp...................................................................................... | [19 empty] | 14,572.85 |  |  |  | 46.57 |  | 57.27 |  | 172.89 |  | 27605 |  |  | 27605 | 14,572.85 46.57 57.27 172.89 | 14572.85 | 46.57 | 57.27 | 172.89 | 14572.85 | 46.57 | 57.27 | 172.89
27606 | 27606 | Symmetrical pole top luminaire similar to SFA 210, aluminium alloy body, white/ clear plastic
diffuser with optical texture, anodised aluminium reflector, IP44 c/w control gear and 1 x
| 70W/ 100W high pressure sodium/ metal halide lamp or 1 x 35W CDMT lamp................................................................. | [19 empty] | 4,542.20 |  |  |  | 32.60 |  | 39.97 |  | 121.82 |  | 27606 |  |  | 27606 | 4,542.20 32.60 39.97 121.82 | 4542.2 | 32.6 | 39.97 | 121.82 | 4542.2 | 32.6 | 39.97 | 121.82
27607 | 27607 | Pole top luminaire with additional upper light output similar to SFA 211, aluminium alloy body,
crystal glass diffuser with optical texture, white louvred reflector, mounting height 3.5m to 5m, IP44
| c/w control gear and 1 x 70W/ 100W high pressure sodium/ metal halide lamp or 1 x 35W CDMT lamp......................... | [19 empty] | 5,399.02 |  |  |  | 32.60 |  | 39.97 |  | 121.82 |  | 27607 |  |  | 27607 | 5,399.02 32.60 39.97 121.82 | 5399.02 | 32.6 | 39.97 | 121.82 | 5399.02 | 32.6 | 39.97 | 121.82
27608 | 27608 | Cylindrical pole top luminaire similar to SFA 212, seamless aluminium housing, die cast aluminium door
frame, tempered glass or polycarbonate lens, anodised aluminium reflector, schedule 40 steel yoke c/w
control gear and 1 x 70W/ 100W/ 150W high pressure sodium/ metal halide lamp
| 1 x 35W/ 70W CDMT lamp................................................................................................................................................... | [19 empty] | 8,039.82 |  |  |  | 32.69 |  | 40.06 |  | 122.07 |  | 27608 |  |  | 27608 | 8,039.82 32.69 40.06 122.07 | 8039.82 | 32.69 | 40.06 | 122.07 | 8039.82 | 32.69 | 40.06 | 122.07
27609 | 27609 | Single pole top fitting similar to SFA 213, hinged cylindrical aluminium top housing of over
500 mm diameter, injection moulded clear acrylic diffuser, hydroformed specular reflector,
| c/w control gear and 1 x 70W high pressure sodium/ metal halide lamp or 1 x 35W CDMT lamp..................................... | [19 empty] | 11,220.08 |  |  |  | 32.69 |  | 40.06 |  | 122.07 |  | 27609 |  |  | 27609 | 11,220.08 32.69 40.06 122.07 | 11220.08 | 32.69 | 40.06 | 122.07 | 11220.08 | 32.69 | 40.06 | 122.07
27610 | 27610 | Ditto but 1 x 150W high pressure sodium or metal halide lamp .......................................................................................... | [18 empty] | 11,632.75 |  |  |  | 32.69 |  | 40.06 |  | 122.07 |  | 27610 |  |  | 27610 | 11,632.75 32.69 40.06 122.07 | 11632.75 | 32.69 | 40.06 | 122.07 | 11632.75 | 32.69 | 40.06 | 122.07
27611 | 27611 | Pole top fitting similar to SFA 214, cylindrical aluminium top housing of 565 mm diameter with
polyester powder finish, thermoformed clear acrylic lens, hydroformed anodised aluminium
| reflector c/w control gear and 1 x 150W high pressure sodium or metal halide lamp.......................................................... | [19 empty] | 5,657.37 |  |  |  | 32.69 |  | 40.06 |  | 122.07 |  | 27611 |  |  | 27611 | 5,657.37 32.69 40.06 122.07 | 5657.37 | 32.69 | 40.06 | 122.07 | 5657.37 | 32.69 | 40.06 | 122.07
27612 | 27612 | Pole top fitting similar to SFA 214, cylindrical aluminium top housing of 565 mm diameter with
polyester powder finish, thermoformed clear acrylic lens, hydroformed anodised aluminium reflector
| c/w control gear and 1 x 70W high pressure sodium/ metal halide lamp or 1 x 35W CDMT lamp..................................... | [19 empty] | 5,465.48 |  |  |  | 32.69 |  | 40.06 |  | 122.07 |  | 27612 |  |  | 27612 | 5,465.48 32.69 40.06 122.07 | 5465.48 | 32.69 | 40.06 | 122.07 | 5465.48 | 32.69 | 40.06 | 122.07
27/49
27 | 27 | ELECTRICAL INSTALLATION - LIGHTING SYSTEM AND FIXTURES | [18 empty] | 27
| Item | Item
| LIGHTING FITTINGS (CONT'D) | [9 empty] | Take | [14 empty] | Take
| Supply | [23 empty] | down | down |  |  | Fix
| and | [23 empty] | and | and set |  |  | only
| Pole top light fitting : - (Cont'd) | [9 empty] | fix | [13 empty] | clear | aside for
| away | [24 empty] | re-use
| A | [23 empty] | B | C |  |  | D
| Each |  |  | $ | [20 empty] | $ | $ |  |  | $
27613 | 27613 | Pole top mounted area light similar to SFA 215, one piece spun aluminium housing with cast
aluminium door, clear contoured tempered glass or polycarbonate lens, perimeter forward
throw reflector c/w extruded mounting arm, control gear and 1 x 70W high pressure
| sodium/ metal halide lamp or 1 x 35W CDMT lamp............................................................................................................. | [19 empty] | 3,127.91 |  |  |  | 37.97 |  | 47.72 |  | 142.39 |  | 27613 |  |  | 27613 | 3,127.91 37.97 47.72 142.39 | 3127.91 | 37.97 | 47.72 | 142.39 | 3127.91 | 37.97 | 47.72 | 142.39
27614 | 27614 | Pole top mounted area light similar to SFA 215, one piece spun aluminium housing with cast
aluminium door, clear contoured tempered glass or polycarbonate lens, perimeter forward
throw reflector c/w extruded mounting arm, 3.5m/ 4.5m lamp pole, control gear and 1 x 70W/
| 150W high pressure sodium/ metal halide lamp or 1 x 35W/ 70W CDMT lamp................................................................. | [19 empty] | 6,143.32 |  |  |  | 251.73 |  | 313.98 |  | 951.30 |  | 27614 |  |  | 27614 | 6,143.32 251.73 313.98 951.30 | 6143.32 | 251.73 | 313.98 | 951.3 | 6143.32 | 251.73 | 313.98 | 951.3
27615 | 27615 | Ditto but twin lantern.............................................................................................................................................................. | [18 empty] | 9,355.73 |  |  |  | 253.20 |  | 317.14 |  | 952.42 |  | 27615 |  |  | 27615 | 9,355.73 253.20 317.14 952.42 | 9355.73 | 253.2 | 317.14 | 952.42 | 9355.73 | 253.2 | 317.14 | 952.42
27616 | 27616 | Pole top fitting similar to SFA 216, injection moulded frosted clear polycarbonate globe with decorative
finial on top of globe and spun aluminium hood c/w 3.4m lamp pole from the fitting manufacturer,
| control gear and 1 x 70W high pressure sodium/ metal halide lamp or 1 x 35W CDMT lamp............................................ | [19 empty] | 35,728.33 |  |  |  | 251.73 |  | 313.98 |  | 951.30 |  | 27616 |  |  | 27616 | 35,728.33 251.73 313.98 951.30 | 35728.33 | 251.73 | 313.98 | 951.3 | 35728.33 | 251.73 | 313.98 | 951.3
27617 | 27617 | Lighting fixture similar to SFA 217, moulded aluminium housing and hood, cage of 4 moulded
aluminium rods, welded aluminium louvre, symmetrical light distribution, overall height over 1m c/w
| control gear and 1 x 70W high pressure sodium/ metal halide lamp or 1 x 35W CDMT lamp............................................ | [19 empty] | 16,797.37 |  |  |  | 53.06 |  | 61.48 |  | 172.30 |  | 27617 |  |  | 27617 | 16,797.37 53.06 61.48 172.30 | 16797.37 | 53.06 | 61.48 | 172.3 | 16797.37 | 53.06 | 61.48 | 172.3
27618 | 27618 | Pole top luminaire similar to SFA 218, die cast aluminium alloy body, vandal resistant
polycarbonate globe of 500 mm diameter, anodised aluminium reflector, IP54 c/w control
| gear and 1 x 70W/ 150W high pressure sodium/ metal halide lamp or 1 x 35W/ 70W CDMT lamp.................................. | [19 empty] | 4,605.03 |  |  |  | 32.54 |  | 39.89 |  | 121.58 |  | 27618 |  |  | 27618 | 4,605.03 32.54 39.89 121.58 | 4605.03 | 32.54 | 39.89 | 121.58 | 4605.03 | 32.54 | 39.89 | 121.58
27619 | 27619 | Pole top globe fitting similar to SFA 219, top half of 400 mm diameter globe being spun
aluminium with outside mat and inside anodised, acrylic or polycarbonate diffuser, IP44,
| c/w control gear and 1 x 50W/ 70W HPS lamp or 1 x 35W/ 70W CDMT lamp.................................................................. | [19 empty] | 5,934.42 |  |  |  | 32.60 |  | 39.97 |  | 121.82 |  | 27619 |  |  | 27619 | 5,934.42 32.60 39.97 121.82 | 5934.42 | 32.6 | 39.97 | 121.82 | 5934.42 | 32.6 | 39.97 | 121.82
27620 | 27620 | Pole top luminaire similar to SFA 220, die cast aluminium alloy body, vandal resistant
polycarbonate diffuser, anodised aluminium reflector, IP54 c/w control gear and 1 x
| 50W/ 70W HPS lamp or 1 x 35W/ 70W CDMT lamp........................................................................................................... | [19 empty] | 4,228.51 |  |  |  | 32.60 |  | 39.97 |  | 121.82 |  | 27620 |  |  | 27620 | 4,228.51 32.60 39.97 121.82 | 4228.51 | 32.6 | 39.97 | 121.82 | 4228.51 | 32.6 | 39.97 | 121.82
27621 | 27621 | Ditto but double heads and c/w mounting bracket................................................................................................................. | [18 empty] | 9,295.78 |  |  |  | 34.31 |  | 43.93 |  | 130.68 |  | 27621 |  |  | 27621 | 9,295.78 34.31 43.93 130.68 | 9295.78 | 34.31 | 43.93 | 130.68 | 9295.78 | 34.31 | 43.93 | 130.68
27622 | 27622 | Side road lantern similar to SFA 221, single piece compression moulded canopy in glass
reinforced polyester resin, hinged anti-vandal polycarbonate bowl, anodised aluminium
reflector c/w control gear in separate compartment of body and 1 x 70W high pressure
| sodium/ metal halide lamp or 1 x 35W CDMT lamp............................................................................................................. | [19 empty] | 2,324.87 |  |  |  | 32.60 |  | 39.97 |  | 121.82 |  | 27622 |  |  | 27622 | 2,324.87 32.60 39.97 121.82 | 2324.87 | 32.6 | 39.97 | 121.82 | 2324.87 | 32.6 | 39.97 | 121.82
27623 | 27623 | Rectangular road lighting similar to SFA 222, body of extruded aluminium sides and sheet
aluminium top, toughened soda lime glass lens, anodised aluminium reflector, IP54 c/w
| control gear in hinged extruded aluminium gear tray and 1 x 100W/ 150W CDMT lamp................................................... | [19 empty] | 4,300.53 |  |  |  | 32.60 |  | 39.97 |  | 121.82 |  | 27623 |  |  | 27623 | 4,300.53 32.60 39.97 121.82 | 4300.53 | 32.6 | 39.97 | 121.82 | 4300.53 | 32.6 | 39.97 | 121.82
27/50
27 | 27 | ELECTRICAL INSTALLATION - LIGHTING SYSTEM AND FIXTURES | [18 empty] | 27
| Item | Item
| LIGHTING FITTINGS (CONT'D) | [9 empty] | Take | [14 empty] | Take
| Supply | [23 empty] | down | down |  |  | Fix
| and | [23 empty] | and | and set |  |  | only
| Wall/ Ceiling mounting luminaire : - | [9 empty] | fix | [13 empty] | clear | aside for
| away | [24 empty] | re-use
| A | [23 empty] | B | C |  |  | D
| Each |  |  | $ | [20 empty] | $ | $ |  |  | $
27624 | 27624 | 100 mm diameter white opal glass cylindrical glassware and gallery similar to SFA 6....................................................... | [18 empty] | 157.70 |  |  |  | 17.17 |  | 21.21 |  | 65.57 |  | 27624 |  |  | 27624 | 157.70 17.17 21.21 65.57 | 157.7 | 17.17 | 21.21 | 65.57 | 157.7 | 17.17 | 21.21 | 65.57
27625 | 27625 | 115 mm diameter white opal glass cylindrical glassware and gallery similar to SFA 7....................................................... | [18 empty] | 239.64 |  |  |  | 17.17 |  | 21.21 |  | 65.57 |  | 27625 |  |  | 27625 | 239.64 17.17 21.21 65.57 | 239.64 | 17.17 | 21.21 | 65.57 | 239.64 | 17.17 | 21.21 | 65.57
27626 | 27626 | Surface mounted ceiling downlight similar to SFA 223, die cast aluminium body of 150 mm
diameter, anodised aluminium reflector, IP65 c/w safety glass, control gear and 1 x 35W
| metal halide discharge lamp................................................................................................................................................... | [19 empty] | 2,465.26 |  |  |  | 23.62 |  | 29.49 |  | 87.81 |  | 27626 |  |  | 27626 | 2,465.26 23.62 29.49 87.81 | 2465.26 | 23.62 | 29.49 | 87.81 | 2465.26 | 23.62 | 29.49 | 87.81
27627 | 27627 | Surface mounted ceiling downlight similar to SFA 223, die cast aluminium body of 150 mm
diameter, anodised aluminium reflector, IP65 c/w safety glass, control gear and 1 x 18W
| compact fluorescent lamp....................................................................................................................................................... | [19 empty] | 1,488.47 |  |  |  | 23.62 |  | 29.49 |  | 87.81 |  | 27627 |  |  | 27627 | 1,488.47 23.62 29.49 87.81 | 1488.47 | 23.62 | 29.49 | 87.81 | 1488.47 | 23.62 | 29.49 | 87.81
27628 | 27628 | Circular surface mounted fluorescent light fitting c/w opal diffuser, 1 x 13W/ 18W compact
| fluorescent lamp and electronic ballast.................................................................................................................................. | [19 empty] | 498.21 |  |  |  | 24.15 |  | 30.71 |  | 92.34 |  | 27628 |  |  | 27628 | 498.21 24.15 30.71 92.34 | 498.21 | 24.15 | 30.71 | 92.34 | 498.21 | 24.15 | 30.71 | 92.34
27629 | 27629 | Surface mounted downlight, white colour cylindrical metal in specular finish, aluminium reflector,
| 240 mm diameter c/w integral electronic ballast and 2 x 18W PLC lamps (4000K)............................................................ | [19 empty] | 310.58 |  |  |  | 23.71 |  | 29.62 |  | 88.17 |  | 27629 |  |  | 27629 | 310.58 23.71 29.62 88.17 | 310.58 | 23.71 | 29.62 | 88.17 | 310.58 | 23.71 | 29.62 | 88.17
27630 | 27630 | Surface mounted light fitting c/w 1 x 18W compact fluorescent lamp and electronic
| ballast...................................................................................................................................................................................... | [19 empty] | 995.87 |  |  |  | 20.48 |  | 25.82 |  | 74.10 |  | 27630 |  |  | 27630 | 995.87 20.48 25.82 74.10 | 995.87 | 20.48 | 25.82 | 74.1 | 995.87 | 20.48 | 25.82 | 74.1
27631 | 27631 | Ditto with 2-hour battery pack................................................................................................................................................ | [18 empty] | 1,624.14 |  |  |  | 20.48 |  | 25.82 |  | 74.10 |  | 27631 |  |  | 27631 | 1,624.14 20.48 25.82 74.10 | 1624.14 | 20.48 | 25.82 | 74.1 | 1624.14 | 20.48 | 25.82 | 74.1
27632 | 27632 | Surface mounted light fitting, die cast aluminium body, polycarbonate diffuser, IP65,
| c/w driver and 1 x 20W 2D LED lamp................................................................................................................................... | [19 empty] | 2,439.67 |  |  |  | 23.71 |  | 29.62 |  | 88.17 |  | 27632 |  |  | 27632 | 2,439.67 23.71 29.62 88.17 | 2439.67 | 23.71 | 29.62 | 88.17 | 2439.67 | 23.71 | 29.62 | 88.17
27633 | 27633 | Vandal resistant wall mounted luminaire similar to SFA 225, injection moulded polycarbonate
body, hinged injection moulded clear prismatic polycarbonate diffuser, IP65 c/w control
| gear in galvanised steel tray and 1 x 13/ 18/ 26W compact fluorescent lamp....................................................................... | [19 empty] | 1,004.23 |  |  |  | 17.23 |  | 21.28 |  | 65.83 |  | 27633 |  |  | 27633 | 1,004.23 17.23 21.28 65.83 | 1004.23 | 17.23 | 21.28 | 65.83 | 1004.23 | 17.23 | 21.28 | 65.83
27634 | 27634 | Ditto but with 1 x 70W high pressure sodium lamp.............................................................................................................. | [18 empty] | 1,429.10 |  |  |  | 17.23 |  | 21.28 |  | 65.83 |  | 27634 |  |  | 27634 | 1,429.10 17.23 21.28 65.83 | 1429.1 | 17.23 | 21.28 | 65.83 | 1429.1 | 17.23 | 21.28 | 65.83
27635 | 27635 | Ditto but with 1 x 70W metal halide lamp............................................................................................................................. | [18 empty] | 1,240.30 |  |  |  | 17.23 |  | 21.28 |  | 65.83 |  | 27635 |  |  | 27635 | 1,240.30 17.23 21.28 65.83 | 1240.3 | 17.23 | 21.28 | 65.83 | 1240.3 | 17.23 | 21.28 | 65.83
27636 | 27636 | Wall mounted downlight similar to SFA 226, die cast aluminium body, anodised aluminium reflector,
190 mm diameter, IP65 c/w mounting bracket with adjustable joint up to 12°, safety glass,
| control gear and 1 x 35W/ 70W CDMT lamp ....................................................................................................................... | [19 empty] | 2,766.65 |  |  |  | 17.23 |  | 21.28 |  | 65.83 |  | 27636 |  |  | 27636 | 2,766.65 17.23 21.28 65.83 | 2766.65 | 17.23 | 21.28 | 65.83 | 2766.65 | 17.23 | 21.28 | 65.83
27637 | 27637 | Surface mounted circular luminaire similar to SFA 227, die cast aluminium alloy body,
| polycarbonate lens, IP55 c/w control gear and 1 x 18W/ 26W compact fluorescent lamp................................................... | [19 empty] | 812.69 |  |  |  | 23.71 |  | 29.62 |  | 88.17 |  | 27637 |  |  | 27637 | 812.69 23.71 29.62 88.17 | 812.69 | 23.71 | 29.62 | 88.17 | 812.69 | 23.71 | 29.62 | 88.17
27638 | 27638 | Wall mounted downlight similar to SFA 226, die cast aluminium body, anodised aluminium
reflector, 190 mm diameter, IP65 c/w mounting bracket with adjustable joint up to 12°,
| safety glass, control gear and 1 x 18W/ 26W compact fluorescent lamp.............................................................................. | [19 empty] | 2,669.91 |  |  |  | 17.23 |  | 21.28 |  | 65.83 |  | 27638 |  |  | 27638 | 2,669.91 17.23 21.28 65.83 | 2669.91 | 17.23 | 21.28 | 65.83 | 2669.91 | 17.23 | 21.28 | 65.83
27639 | 27639 | Enclosed polycarbonate wall mounting luminaries c/w 35W/ 70W CDMT lamp with IP65
| protection and vandal-resistant fixings................................................................................................................................... | [19 empty] | 1,207.20 |  |  |  | 17.23 |  | 21.28 |  | 65.83 |  | 27639 |  |  | 27639 | 1,207.20 17.23 21.28 65.83 | 1207.2 | 17.23 | 21.28 | 65.83 | 1207.2 | 17.23 | 21.28 | 65.83
27640 | 27640 | Surface ceiling and wall luminaire similar to SFA 228, die cast aluminium body, crystal glass
with optical texture or impact resistant polycarbonate diffuser, IP65 c/w control gear and
| 1 x 18W/ 26W compact fluorescent lamp or 1 x 35W metal halide lamp ............................................................................ | [19 empty] | 1,432.39 |  |  |  | 23.71 |  | 29.62 |  | 88.17 |  | 27640 |  |  | 27640 | 1,432.39 23.71 29.62 88.17 | 1432.39 | 23.71 | 29.62 | 88.17 | 1432.39 | 23.71 | 29.62 | 88.17
27641 | 27641 | Recessed wall luminaire similar to SFA 229, marine grade aluminium alloy body and frame,
tempered prismatic glass lens, shielded light source, IP55 c/w control gear and 1 x 70W
| high pressure sodium or 1 x 70W metal halide lamp............................................................................................................. | [19 empty] | 4,264.59 |  |  |  | 23.71 |  | 29.62 |  | 88.17 |  | 27641 |  |  | 27641 | 4,264.59 23.71 29.62 88.17 | 4264.59 | 23.71 | 29.62 | 88.17 | 4264.59 | 23.71 | 29.62 | 88.17
27/51
27 | 27 | ELECTRICAL INSTALLATION - LIGHTING SYSTEM AND FIXTURES | [18 empty] | 27
| Item | Item
| LIGHTING FITTINGS (CONT'D) | [9 empty] | Take | [14 empty] | Take
| Supply | [23 empty] | down | down |  |  | Fix
| and | [23 empty] | and | and set |  |  | only
| Wall/ Ceiling mounting luminaire : - (Cont'd) | [11 empty] | fix | [11 empty] | clear | aside for
| away | [24 empty] | re-use
| A | [23 empty] | B | C |  |  | D
| Each |  |  | $ | [20 empty] | $ | $ |  |  | $
27642 | 27642 | Wall luminaire similar to SFA 230, die cast aluminium body, fully shielded light source, IP43,
| c/w control gear and 1x 18W/ 26W compact fluorescent lamp or 1 x 35W CDMT lamp ................................................... | [19 empty] | 1,700.12 |  |  |  | 23.71 |  | 29.62 |  | 88.17 |  | 27642 |  |  | 27642 | 1,700.12 23.71 29.62 88.17 | 1700.12 | 23.71 | 29.62 | 88.17 | 1700.12 | 23.71 | 29.62 | 88.17
27643 | 27643 | Wall luminaire with directed light similar to SFA 231, die cast aluminium body, anodised
aluminium reflector, safety glass with optical texture, IP55 c/w control gear and 1 x 18W/ 26W
| compact fluorescent lamp or 1 x 35W metal halide lamp ..................................................................................................... | [19 empty] | 2,602.11 |  |  |  | 23.71 |  | 29.62 |  | 88.17 |  | 27643 |  |  | 27643 | 2,602.11 23.71 29.62 88.17 | 2602.11 | 23.71 | 29.62 | 88.17 | 2602.11 | 23.71 | 29.62 | 88.17
27644 | 27644 | Wall luminaire with double-sided light output similar to SFA 232, die cast aluminium body, glass
optical lens, anodised aluminium reflector, IP44 c/w safety glass, control gear and 1 x 14/
| 18W/ 26W compact fluorescent lamp or 1 x 35W metal halide lamp .................................................................................. | [19 empty] | 1,507.91 |  |  |  | 23.71 |  | 29.62 |  | 88.17 |  | 27644 |  |  | 27644 | 1,507.91 23.71 29.62 88.17 | 1507.91 | 23.71 | 29.62 | 88.17 | 1507.91 | 23.71 | 29.62 | 88.17
27645 | 27645 | Recessed circular luminaire with shielded light similar to SFA 233, die cast aluminium body,
250 mm outside diameter, c/w matt safety glass, control gear and 1 x 18W/ 26W compact
| fluorescent lamp...................................................................................................................................................................... | [19 empty] | 1,195.30 |  |  |  | 23.71 |  | 29.62 |  | 88.17 |  | 27645 |  |  | 27645 | 1,195.30 23.71 29.62 88.17 | 1195.3 | 23.71 | 29.62 | 88.17 | 1195.3 | 23.71 | 29.62 | 88.17
27646 | 27646 | Surface mounted downlight, die cast aluminium housing, IP65 and 5 - 7W LED lamp...................................................... | [18 empty] | 1,566.66 |  |  |  | 23.71 |  | 29.62 |  | 88.17 |  | 27646 |  |  | 27646 | 1,566.66 23.71 29.62 88.17 | 1566.66 | 23.71 | 29.62 | 88.17 | 1566.66 | 23.71 | 29.62 | 88.17
27647 | 27647 | Single mode LED, surface mounted luminaire, IP65 c/w 18 - 20W LED lamp.................................................................... | [18 empty] | 1,331.15 |  |  |  | 23.71 |  | 29.62 |  | 88.17 |  | 27647 |  |  | 27647 | 1,331.15 23.71 29.62 88.17 | 1331.15 | 23.71 | 29.62 | 88.17 | 1331.15 | 23.71 | 29.62 | 88.17
27648 | 27648 | Ditto c/w 2-hour emergency power pack................................................................................................................................ | [18 empty] | 1,556.13 |  |  |  | 23.71 |  | 29.62 |  | 88.17 |  | 27648 |  |  | 27648 | 1,556.13 23.71 29.62 88.17 | 1556.13 | 23.71 | 29.62 | 88.17 | 1556.13 | 23.71 | 29.62 | 88.17
27649 | 27649 | Surface mounted dual light, die cast aluminium body, polycarbonate diffuser, IP65,
| c/w microwave sensor, electronic ballast, 1 x up to 3W LED lamp & 1 x 28W 2D lamp.................................................... | [19 empty] | 815.19 |  |  |  | 23.71 |  | 29.62 |  | 88.17 |  | 27649 |  |  | 27649 | 815.19 23.71 29.62 88.17 | 815.19 | 23.71 | 29.62 | 88.17 | 815.19 | 23.71 | 29.62 | 88.17
27650 | 27650 | Surface mounted dual light, die cast aluminium body, polycarbonate diffuser, IP65,
c/w microwave sensor, electronic ballast, 1 x up to 3W LED lamp & 1 x 28W 2D lamp
| and 2-hour emergency power pack......................................................................................................................................... | [19 empty] | 953.59 |  |  |  | 23.71 |  | 29.62 |  | 88.17 |  | 27650 |  |  | 27650 | 953.59 23.71 29.62 88.17 | 953.59 | 23.71 | 29.62 | 88.17 | 953.59 | 23.71 | 29.62 | 88.17
27651 | 27651 | Surface mounted dual light , die cast aluminium body, polycarbonate diffuser, IP65,
c/w 120 x 360 PIR detector, electronic ballast, 1 x 7W energy saving lamp & 1 x 28W 2D lamp
| and 2-hour emergency power pack......................................................................................................................................... | [19 empty] | 1,378.17 |  |  |  | 23.71 |  | 29.62 |  | 88.17 |  | 27651 |  |  | 27651 | 1,378.17 23.71 29.62 88.17 | 1378.17 | 23.71 | 29.62 | 88.17 | 1378.17 | 23.71 | 29.62 | 88.17
27652 | 27652 | Surface mounted dual light, die cast aluminium body, polycarbonate diffuser, IP65,
| c/w microwave sensor, electronic ballast, 1 x 28W 2D lamp and 2-hour emergency power pack....................................... | [19 empty] | 889.18 |  |  |  | 23.71 |  | 29.62 |  | 88.17 |  | 27652 |  |  | 27652 | 889.18 23.71 29.62 88.17 | 889.18 | 23.71 | 29.62 | 88.17 | 889.18 | 23.71 | 29.62 | 88.17
27653 | 27653 | Surface mounted dual light, IP65 c/w, microwave sensor, 18 - 20W LED lamp
| and 2-hour emergency power pack......................................................................................................................................... | [19 empty] | 1,698.39 |  |  |  | 23.71 |  | 29.62 |  | 88.17 |  | 27653 |  |  | 27653 | 1,698.39 23.71 29.62 88.17 | 1698.39 | 23.71 | 29.62 | 88.17 | 1698.39 | 23.71 | 29.62 | 88.17
27654 | 27654 | Weatherproof ceiling/ wall mounted down light, IP65 c/w 5 - 7W LED lamp..................................................................... | [18 empty] | 1,427.95 |  |  |  | 23.71 |  | 29.62 |  | 88.17 |  | 27654 |  |  | 27654 | 1,427.95 23.71 29.62 88.17 | 1427.95 | 23.71 | 29.62 | 88.17 | 1427.95 | 23.71 | 29.62 | 88.17
27655 | 27655 | 13W 600 mm horizontal fluorescent lighting unit c/w dual voltage safety shaver and
| lamp tube................................................................................................................................................................................. | [19 empty] | 1,022.79 |  |  |  | 23.51 |  | 29.37 |  | 87.45 |  | 27655 |  |  | 27655 | 1,022.79 23.51 29.37 87.45 | 1022.79 | 23.51 | 29.37 | 87.45 | 1022.79 | 23.51 | 29.37 | 87.45
27656 | 27656 | Wall mounted fluorescent luminaire c/w 13W fluorescent lamp and control gear with
| shaver supply unit to BS EN 60742........................................................................................................................................ | [19 empty] | 1,217.30 |  |  |  | 34.75 |  | 39.56 |  | 94.79 |  | 27656 |  |  | 27656 | 1,217.30 34.75 39.56 94.79 | 1217.3 | 34.75 | 39.56 | 94.79 | 1217.3 | 34.75 | 39.56 | 94.79
27657 | 27657 | Wall mounted vandal resistant light fitting similar to SFA 234, oval polycarbonate housing and
guard, opal polycarbonate diffuser, polished aluminium reflector, IP65 c/w control gear
| and 2 x 9W PL lamp................................................................................................................................................................ | [19 empty] | 505.77 |  |  |  | 23.51 |  | 29.37 |  | 87.45 |  | 27657 |  |  | 27657 | 505.77 23.51 29.37 87.45 | 505.77 | 23.51 | 29.37 | 87.45 | 505.77 | 23.51 | 29.37 | 87.45
27658 | 27658 | Wall mounted vandal resistant light fitting similar to SFA 235, circular polycarbonate housing and
guard, opal polycarbonate diffuser, polished aluminium reflector, IP65 c/w control gear
| and 2 x 9W PL lamp................................................................................................................................................................ | [19 empty] | 531.17 |  |  |  | 23.51 |  | 29.37 |  | 87.45 |  | 27658 |  |  | 27658 | 531.17 23.51 29.37 87.45 | 531.17 | 23.51 | 29.37 | 87.45 | 531.17 | 23.51 | 29.37 | 87.45
27/52
27 | 27 | ELECTRICAL INSTALLATION - LIGHTING SYSTEM AND FIXTURES | [18 empty] | 27
| Item | Item
| LIGHTING FITTINGS (CONT'D) | [9 empty] | Take | [14 empty] | Take
| Supply | [23 empty] | down | down |  |  | Fix
| and | [23 empty] | and | and set |  |  | only
| Wall/ Ceiling mounting luminaire : - (Cont'd) | [11 empty] | fix | [11 empty] | clear | aside for
| away | [24 empty] | re-use
| A | [23 empty] | B | C |  |  | D
| Each |  |  | $ | [20 empty] | $ | $ |  |  | $
27659 | 27659 | Rectangular recessed fitting similar to SFA 236, aluminium housing, opal toughened glass
| diffuser, IP54 c/w control gear and 1 x 18W PLC lamp........................................................................................................ | [19 empty] | 719.55 |  |  |  | 29.43 |  | 36.68 |  | 109.74 |  | 27659 |  |  | 27659 | 719.55 29.43 36.68 109.74 | 719.55 | 29.43 | 36.68 | 109.74 | 719.55 | 29.43 | 36.68 | 109.74
27660 | 27660 | Ditto but similar to SFA 237 with 45° grille for directed light.............................................................................................. | [18 empty] | 719.07 |  |  |  | 29.43 |  | 36.68 |  | 109.74 |  | 27660 |  |  | 27660 | 719.07 29.43 36.68 109.74 | 719.07 | 29.43 | 36.68 | 109.74 | 719.07 | 29.43 | 36.68 | 109.74
27661 | 27661 | Wall mounted luminaire similar to SFA 238, corrosion resistant aluminium alloy body, vandal
resistant polycarbonate diffuser, IP55 c/w wall mounting base and arm, control gear and
| 1 x 18W PLC lamp.................................................................................................................................................................. | [19 empty] | 1,579.97 |  |  |  | 23.51 |  | 29.37 |  | 87.45 |  | 27661 |  |  | 27661 | 1,579.97 23.51 29.37 87.45 | 1579.97 | 23.51 | 29.37 | 87.45 | 1579.97 | 23.51 | 29.37 | 87.45
27662 | 27662 | Wall mounted circular luminaire similar to SFA 239, die cast aluminium alloy body, over 250 mm
diameter, half shielded and polycarbonate lens the other half, IP55 c/w control gear and
| 1 x 18W PLC lamp.................................................................................................................................................................. | [19 empty] | 921.93 |  |  |  | 23.51 |  | 29.37 |  | 87.45 |  | 27662 |  |  | 27662 | 921.93 23.51 29.37 87.45 | 921.93 | 23.51 | 29.37 | 87.45 | 921.93 | 23.51 | 29.37 | 87.45
27663 | 27663 | Hemispherical surface bulkhead similar to SFA 240, die cast aluminium body, over 250 mm
diameter, opal polycarbonate bowl with 4-ring quarter sphere grille, IP65 c/w control gear
| and 1 x 50W HPS lamp or 1 x 35W/ 70W CDMT lamp........................................................................................................ | [19 empty] | 2,224.16 |  |  |  | 23.51 |  | 29.37 |  | 87.45 |  | 27663 |  |  | 27663 | 2,224.16 23.51 29.37 87.45 | 2224.16 | 23.51 | 29.37 | 87.45 | 2224.16 | 23.51 | 29.37 | 87.45
27664 | 27664 | Lantern similar to SFA 241, hinged transparent acrylic or polycarbonate refractor bowl, IP54 c/w
| control gear in separate compartment and 1 x 70W HPS or CDMT lamp............................................................................ | [19 empty] | 1,486.87 |  |  |  | 32.46 |  | 39.81 |  | 121.30 |  | 27664 |  |  | 27664 | 1,486.87 32.46 39.81 121.30 | 1486.87 | 32.46 | 39.81 | 121.3 | 1486.87 | 32.46 | 39.81 | 121.3
27665 | 27665 | Vertical fixing adaptor for lantern similar to SFA 241.......................................................................................................... | [18 empty] | 382.40 |  |  |  | 13.23 |  | 16.93 |  | 50.91 |  | 27665 |  |  | 27665 | 382.40 13.23 16.93 50.91 | 382.4 | 13.23 | 16.93 | 50.91 | 382.4 | 13.23 | 16.93 | 50.91
27666 | 27666 | Side entry lantern similar to SFA 242, glass reinforced polyester body, hinged injection moulded
| bowl, 2 aluminium alloy reflectors c/w control gear and 1 x 70W/ 100W CDMT lamp...................................................... | [19 empty] | 2,398.95 |  |  |  | 32.60 |  | 39.97 |  | 121.82 |  | 27666 |  |  | 27666 | 2,398.95 32.60 39.97 121.82 | 2398.95 | 32.6 | 39.97 | 121.82 | 2398.95 | 32.6 | 39.97 | 121.82
27667 | 27667 | Side entry lantern similar to SFA 242, glass reinforced polyester body, hinged injection moulded
| bowl, 2 aluminium alloy reflectors c/w control gear and 1 x 150W CDMT lamp................................................................ | [19 empty] | 2,417.71 |  |  |  | 32.60 |  | 39.97 |  | 121.82 |  | 27667 |  |  | 27667 | 2,417.71 32.60 39.97 121.82 | 2417.71 | 32.6 | 39.97 | 121.82 | 2417.71 | 32.6 | 39.97 | 121.82
27668 | 27668 | Side entry lantern similar to SFA 242, glass reinforced polyester body, hinged injection moulded
| bowl, 2 aluminium alloy reflectors c/w control gear and 1 x 250W CDMT lamp................................................................ | [19 empty] | 2,877.28 |  |  |  | 32.60 |  | 39.97 |  | 121.82 |  | 27668 |  |  | 27668 | 2,877.28 32.60 39.97 121.82 | 2877.28 | 32.6 | 39.97 | 121.82 | 2877.28 | 32.6 | 39.97 | 121.82
27669 | 27669 | Side entry lantern similar to SFA 243, die cast aluminium body, injection moulded acrylic or
| polycarbonate refractor bowl c/w control gear and 1 x 70W/ 100W CDMT lamp............................................................... | [19 empty] | 2,399.97 |  |  |  | 32.60 |  | 39.97 |  | 121.82 |  | 27669 |  |  | 27669 | 2,399.97 32.60 39.97 121.82 | 2399.97 | 32.6 | 39.97 | 121.82 | 2399.97 | 32.6 | 39.97 | 121.82
27670 | 27670 | Special made wall mount bracket arm for side entry lantern comprising 1 no. 300 x 300
x 9 mm thick mild steel base plate and 1 no. 25 mm diameter x 900 mm long galvanized
steel pipe bent to shape and welded to base plate fixed to wall with 4 nos. anchor bolt
| (9 mm diameter x 75 mm long).............................................................................................................................................. | [19 empty] | 328.39 |  |  |  | 21.94 |  | 27.67 |  | 82.35 |  | 27670 |  |  | 27670 | 328.39 21.94 27.67 82.35 | 328.39 | 21.94 | 27.67 | 82.35 | 328.39 | 21.94 | 27.67 | 82.35
27/53
27 | 27 | ELECTRICAL INSTALLATION - LIGHTING SYSTEM AND FIXTURES | [18 empty] | 27
| Item | Item
| LIGHTING FITTINGS (CONT'D) | [9 empty] | Take | [14 empty] | Take
| Supply | [23 empty] | down | down |  |  | Fix
| and | [23 empty] | and | and set |  |  | only
| Spot lights : - |  |  |  | fix | [19 empty] | clear | aside for
| away | [24 empty] | re-use
| A | [23 empty] | B | C |  |  | D
| Each |  |  | $ | [20 empty] | $ | $ |  |  | $
27671 | 27671 | Weatherproof spot light of die cast aluminium body c/w wire guard, stand base and
| 1 x 500W lamp with built-in reflector.................................................................................................................................... | [19 empty] | 209.52 |  |  |  | 13.33 |  | 17.54 |  | 52.27 |  | 27671 |  |  | 27671 | 209.52 13.33 17.54 52.27 | 209.52 | 13.33 | 17.54 | 52.27 | 209.52 | 13.33 | 17.54 | 52.27
27672 | 27672 | Spot light, in black/ white/ bronze finish with extruded aluminium profile,
90° tiltable bracket, 360° spot/ flood rotatable transadapter, reflector for
| 1 x 3 - 5W LED lamp suitable for light track mounting similar to SFA 244......................................................................... | [19 empty] | 643.17 |  |  |  | 13.33 |  | 17.54 |  | 52.27 |  | 27672 |  |  | 27672 | 643.17 13.33 17.54 52.27 | 643.17 | 13.33 | 17.54 | 52.27 | 643.17 | 13.33 | 17.54 | 52.27
27673 | 27673 | Recessed LED spot light, 1 x 3 - 5W LED lamp c/w hanger, anodized aluminium
| reflector, lamp tube and accessories....................................................................................................................................... | [19 empty] | 310.36 |  |  |  | 13.33 |  | 17.54 |  | 52.27 |  | 27673 |  |  | 27673 | 310.36 13.33 17.54 52.27 | 310.36 | 13.33 | 17.54 | 52.27 | 310.36 | 13.33 | 17.54 | 52.27
27674 | 27674 | Recessed LED spot light, 2 x 3 - 5W LED lamp c/w hanger, anodized aluminium
| reflector, lamp tubes and accessories..................................................................................................................................... | [19 empty] | 457.01 |  |  |  | 13.33 |  | 17.54 |  | 52.27 |  | 27674 |  |  | 27674 | 457.01 13.33 17.54 52.27 | 457.01 | 13.33 | 17.54 | 52.27 | 457.01 | 13.33 | 17.54 | 52.27
27675 | 27675 | Recessed LED spot light, 3 x 3 - 5W LED lamp c/w hanger, anodized aluminium
| reflector, lamp tubes and accessories..................................................................................................................................... | [19 empty] | 569.83 |  |  |  | 13.33 |  | 17.54 |  | 52.27 |  | 27675 |  |  | 27675 | 569.83 13.33 17.54 52.27 | 569.83 | 13.33 | 17.54 | 52.27 | 569.83 | 13.33 | 17.54 | 52.27
27676 | 27676 | Recessed LED spot light, 4 x 3 - 5W LED lamp c/w hanger, anodized aluminium
| reflector, lamp tubes and accessories..................................................................................................................................... | [19 empty] | 648.81 |  |  |  | 13.33 |  | 17.54 |  | 52.27 |  | 27676 |  |  | 27676 | 648.81 13.33 17.54 52.27 | 648.81 | 13.33 | 17.54 | 52.27 | 648.81 | 13.33 | 17.54 | 52.27
27677 | 27677 | Surface LED spot light, star wire suspended, 3 x 3 - 5W LED lamp c/w hanger, anodized
| aluminium reflector, lamp tubes and accessories................................................................................................................... | [19 empty] | 671.37 |  |  |  | 13.33 |  | 17.54 |  | 52.27 |  | 27677 |  |  | 27677 | 671.37 13.33 17.54 52.27 | 671.37 | 13.33 | 17.54 | 52.27 | 671.37 | 13.33 | 17.54 | 52.27
27678 | 27678 | Surface LED spot light, row/ matrix wire suspended, 4 x 3 - 5W LED lamp c/w hanger,
| anodized aluminium reflector, lamp tubes and accessories................................................................................................... | [19 empty] | 772.91 |  |  |  | 13.33 |  | 17.54 |  | 52.27 |  | 27678 |  |  | 27678 | 772.91 13.33 17.54 52.27 | 772.91 | 13.33 | 17.54 | 52.27 | 772.91 | 13.33 | 17.54 | 52.27
27679 | 27679 | Surface LED spot light, circle wire suspended, 6 x 3 - 5W LED lamp c/w hanger,
| anodized aluminium reflector, lamp tubes and accessories................................................................................................... | [19 empty] | 1,167.77 |  |  |  | 13.33 |  | 17.54 |  | 52.27 |  | 27679 |  |  | 27679 | 1,167.77 13.33 17.54 52.27 | 1167.77 | 13.33 | 17.54 | 52.27 | 1167.77 | 13.33 | 17.54 | 52.27
27680 | 27680 | Surface LED spot light, matrix wire suspended, 6 x 3 - 5W LED lamp c/w hanger,
| anodized aluminium reflector, lamp tubes and accessories................................................................................................... | [19 empty] | 1,167.77 |  |  |  | 13.33 |  | 17.54 |  | 52.27 |  | 27680 |  |  | 27680 | 1,167.77 13.33 17.54 52.27 | 1167.77 | 13.33 | 17.54 | 52.27 | 1167.77 | 13.33 | 17.54 | 52.27
27681 | 27681 | Surface LED spot light, matrix wire suspended, 8 x 3 - 5W LED lamp c/w hanger,
| anodized aluminium reflector, lamp tubes and accessories................................................................................................... | [19 empty] | 1,585.18 |  |  |  | 13.33 |  | 17.54 |  | 52.27 |  | 27681 |  |  | 27681 | 1,585.18 13.33 17.54 52.27 | 1585.18 | 13.33 | 17.54 | 52.27 | 1585.18 | 13.33 | 17.54 | 52.27
27682 | 27682 | Beacon light fitting, 400 mm in height and diameter 150 mm ............................................................................................. | [18 empty] | 1,149.96 |  |  |  | 23.62 |  | 29.49 |  | 87.81 |  | 27682 |  |  | 27682 | 1,149.96 23.62 29.49 87.81 | 1149.96 | 23.62 | 29.49 | 87.81 | 1149.96 | 23.62 | 29.49 | 87.81
27683 | 27683 | PAR 38, 120W or 100W GLS eyeball spotlight for light track mounting ............................................................................ | [18 empty] | - |  |  |  | 17.17 |  | 21.21 |  | 65.57 |  | 27683 |  |  | 27683 | - 17.17 21.21 65.57 | #VALUE! | 17.17 | 21.21 | 65.57 | - | 17.17 | 21.21 | 65.57
27684 | 27684 | Surface mounted spot light accent, aluminium housing and reflector, IP65,
| integral control gear c/w 1 x 35W HITT lamp (metal halide)................................................................................................ | [19 empty] | 1,107.29 |  |  |  | 17.17 |  | 21.21 |  | 65.57 |  | 27684 |  |  | 27684 | 1,107.29 17.17 21.21 65.57 | 1107.29 | 17.17 | 21.21 | 65.57 | 1107.29 | 17.17 | 21.21 | 65.57
27/54
27 | 27 | ELECTRICAL INSTALLATION - LIGHTING SYSTEM AND FIXTURES | [18 empty] | 27
| Item | Item
| LIGHTING FITTINGS (CONT'D) | [9 empty] | Take | [14 empty] | Take
| Supply | [23 empty] | down | down |  |  | Fix
| and | [23 empty] | and | and set |  |  | only
| Recessed steplight : - |  |  |  |  | fix | [18 empty] | clear | aside for
| away | [24 empty] | re-use
| A | [23 empty] | B | C |  |  | D
| Each |  |  | $ | [20 empty] | $ | $ |  |  | $
27685 | 27685 | Recessed rectangular steplight similar to SFA 246, die cast aluminium body, anodised
aluminium reflector, glare suppression and 60° light output, IP65 c/w control gear and
| 1 x 18W PLC lamp.................................................................................................................................................................. | [19 empty] | 1,261.72 |  |  |  | 23.71 |  | 29.62 |  | 88.17 |  | 27685 |  |  | 27685 | 1,261.72 23.71 29.62 88.17 | 1261.72 | 23.71 | 29.62 | 88.17 | 1261.72 | 23.71 | 29.62 | 88.17
27686 | 27686 | Recessed circular steplight similar to SFA 247, die cast aluminium body, IP65 c/w safety glass,
| control gear and 1 x 26W PLC lamp...................................................................................................................................... | [19 empty] | 1,270.27 |  |  |  | 23.71 |  | 29.62 |  | 88.17 |  | 27686 |  |  | 27686 | 1,270.27 23.71 29.62 88.17 | 1270.27 | 23.71 | 29.62 | 88.17 | 1270.27 | 23.71 | 29.62 | 88.17
27687 | 27687 | Recessed rectangular steplight similar to SFA 248, die cast aluminium housing with 45° grille,
opal toughened glass diffuser anodised aluminium reflector, IP65 c/w control gear and
| 1 x 18W PLC lamp.................................................................................................................................................................. | [19 empty] | 1,238.44 |  |  |  | 23.71 |  | 29.62 |  | 88.17 |  | 27687 |  |  | 27687 | 1,238.44 23.71 29.62 88.17 | 1238.44 | 23.71 | 29.62 | 88.17 | 1238.44 | 23.71 | 29.62 | 88.17
27688 | 27688 | Recessed rectangular steplight similar to SFA 249, die cast aluminium body, anodised
| aluminium reflector, IP64 c/w safety glass, control gear and 1 x 7W/ 9W PL lamp............................................................. | [19 empty] | 829.04 |  |  |  | 23.71 |  | 29.62 |  | 88.17 |  | 27688 |  |  | 27688 | 829.04 23.71 29.62 88.17 | 829.04 | 23.71 | 29.62 | 88.17 | 829.04 | 23.71 | 29.62 | 88.17
27689 | 27689 | Recessed rectangular steplight similar to SFA 250, die cast aluminium body, anodised
aluminium reflector, glare suppression and 45° light output, IP64 c/w matt safety glass,
| control gear and 1 x 11W fluorescent lamp............................................................................................................................ | [19 empty] | 942.48 |  |  |  | 23.71 |  | 29.62 |  | 88.17 |  | 27689 |  |  | 27689 | 942.48 23.71 29.62 88.17 | 942.48 | 23.71 | 29.62 | 88.17 | 942.48 | 23.71 | 29.62 | 88.17
Buried uplight : -
Each
27690 | 27690 | Buried uplight similar to SFA 251, die cast aluminium housing and protective front grille,
toughened transparent glass diffuser, glass surface temperature 100°C, IP67 c/w matt
| safety glass, control gear and 1 x 19W/ 23W CFL PAR 38 lamp.......................................................................................... | [19 empty] | 2,047.33 |  |  |  | 32.74 |  | 40.14 |  | 122.32 |  | 27690 |  |  | 27690 | 2,047.33 32.74 40.14 122.32 | 2047.33 | 32.74 | 40.14 | 122.32 | 2047.33 | 32.74 | 40.14 | 122.32
27691 | 27691 | Buried uplight similar to SFA 252, die cast aluminium housing and protective front grille,
aluminium rotosymmetric reflector, toughened transparent glass diffuser, glass surface
| temperature 72°C, IP67 c/w control gear and 1 x 70W MBI lamp........................................................................................ | [19 empty] | 3,739.01 |  |  |  | 32.74 |  | 40.14 |  | 122.32 |  | 27691 |  |  | 27691 | 3,739.01 32.74 40.14 122.32 | 3739.01 | 32.74 | 40.14 | 122.32 | 3739.01 | 32.74 | 40.14 | 122.32
27692 | 27692 | Buried drive-over luminaire similar to SFA 253, die cast aluminium housing, 15 mm thick
toughened glass with maximum surface temperature 75°C, aluminium reflector, internal
anti-glare grid in die cast aluminium, IP67 c/w control gear and 1 x 70W metal halide
| lamp......................................................................................................................................................................................... | [19 empty] | 5,490.10 |  |  |  | 32.74 |  | 40.14 |  | 122.32 |  | 27692 |  |  | 27692 | 5,490.10 32.74 40.14 122.32 | 5490.1 | 32.74 | 40.14 | 122.32 | 5490.1 | 32.74 | 40.14 | 122.32
27693 | 27693 | Buried drive-over floodlight similar to SFA 254, glass fiber reinforced polymer housing,
tempered heat resistant glass lens, adjustable hydroformed reflector c/w control gear and
| 1 x 70W metal halide lamp .................................................................................................................................................... | [19 empty] | 2,060.89 |  |  |  | 32.74 |  | 40.14 |  | 122.32 |  | 27693 |  |  | 27693 | 2,060.89 32.74 40.14 122.32 | 2060.89 | 32.74 | 40.14 | 122.32 | 2060.89 | 32.74 | 40.14 | 122.32
27694 | 27694 | Semi-buried fixture similar to SFA 255 for low level illumination, glass fiber reinforced polymer
housing, tempered heat resistant glass multiple zone prismatic refractor at side c/w control
| gear and 1 x 50W/ 70W metal halide lamp............................................................................................................................ | [19 empty] | 5,117.20 |  |  |  | 32.74 |  | 40.14 |  | 122.32 |  | 27694 |  |  | 27694 | 5,117.20 32.74 40.14 122.32 | 5117.2 | 32.74 | 40.14 | 122.32 | 5117.2 | 32.74 | 40.14 | 122.32
27695 | 27695 | Buried uplight similar to SFA 256, injection moulded ABS housing with cast aluminium/ bronze
doors, spun aluminium reflector, tempered glass lens, IP67 c/w control gear and 1 x 70W
| metal halide lamp.................................................................................................................................................................... | [19 empty] | 5,891.43 |  |  |  | 23.71 |  | 29.62 |  | 88.17 |  | 27695 |  |  | 27695 | 5,891.43 23.71 29.62 88.17 | 5891.43 | 23.71 | 29.62 | 88.17 | 5891.43 | 23.71 | 29.62 | 88.17
27/55
27 | 27 | ELECTRICAL INSTALLATION - LIGHTING SYSTEM AND FIXTURES | [18 empty] | 27
| Item | Item
| LIGHTING FITTINGS (CONT'D) | [9 empty] | Take | [14 empty] | Take
| Supply | [23 empty] | down | down |  |  | Fix
| and | [23 empty] | and | and set |  |  | only
| Buried uplight : - (Cont'd) | [9 empty] | fix | [13 empty] | clear | aside for
| away | [24 empty] | re-use
| A | [23 empty] | B | C |  |  | D
| Each |  |  | $ | [20 empty] | $ | $ |  |  | $
27696 | 27696 | Well light similar to SFA 257 for installation in 230 mm diameter 375 mm deep direct burial pipe,
spun copper housing with bronze clamping ring, convex tempered clear glass lens, cast
aluminium louvre at grade, IP67 c/w control gear in separate ballast box and 6 - 13W
| LED lamp................................................................................................................................................................................ | [19 empty] | 7,417.37 |  |  |  | 23.71 |  | 29.62 |  | 88.17 |  | 27696 |  |  | 27696 | 7,417.37 23.71 29.62 88.17 | 7417.37 | 23.71 | 29.62 | 88.17 | 7417.37 | 23.71 | 29.62 | 88.17
27697 | 27697 | Buried drive-over uplight similar to SFA 258, corrosion resistant aluminium housing of 150 mm
diameter, 12 mm thick toughened glass lens, internal die cast aluminium anti-glare grid,
| drive over load 3500 kg at 30 km/ h, IP67 c/w control gear and LED lamp up to 6W......................................................... | [19 empty] | 2,788.74 |  |  |  | 32.74 |  | 40.14 |  | 122.32 |  | 27697 |  |  | 27697 | 2,788.74 32.74 40.14 122.32 | 2788.74 | 32.74 | 40.14 | 122.32 | 2788.74 | 32.74 | 40.14 | 122.32
27698 | 27698 | Buried uplight similar to SFA 259, grade 304 stainless steel body of 250 mm diameter, thermal
shock resistant borosilicate glass lens, internal louvred glare shield, IP67 c/w control gear
| and 1 x 26W compact fluorescent lamp................................................................................................................................. | [19 empty] | 2,507.02 |  |  |  | 32.74 |  | 40.14 |  | 122.32 |  | 27698 |  |  | 27698 | 2,507.02 32.74 40.14 122.32 | 2507.02 | 32.74 | 40.14 | 122.32 | 2507.02 | 32.74 | 40.14 | 122.32
Indicating lamp : -
Each
27699 | 27699 | Indicating lamp with polycarbonate diffuser c/w LED lamp up to 3W ................................................................................ | [18 empty] | 301.87 |  |  |  | 17.69 |  | 21.71 |  | 61.57 |  | 27699 |  |  | 27699 | 301.87 17.69 21.71 61.57 | 301.87 | 17.69 | 21.71 | 61.57 | 301.87 | 17.69 | 21.71 | 61.57
Bollard fittings : -
Each
27700 | 27700 | 1m - 1.1m high bollard similar to SFA 260, extruded aluminium housing of 180 mm diameter, vandal
resistant clear polycarbonate diffuser, anodised aluminium louvre c/w control gear and
| 1 x 35W/ 50W metal halide/ high pressure sodium lamp or 1 x 35W CDMT lamp............................................................. | [19 empty] | 1,993.08 |  |  |  | 32.69 |  | 40.06 |  | 122.07 |  | 27700 |  |  | 27700 | 1,993.08 32.69 40.06 122.07 | 1993.08 | 32.69 | 40.06 | 122.07 | 1993.08 | 32.69 | 40.06 | 122.07
27701 | 27701 | 1m - 1.1m high bollard similar to SFA 260, extruded aluminium housing of 180 mm diameter, vandal
resistant clear polycarbonate diffuser, anodised aluminium louvre c/w control gear and 3 - 6W
| LED lamp ............................................................................................................................................................................... | [19 empty] | 2,815.86 |  |  |  | 32.69 |  | 40.06 |  | 122.07 |  | 27701 |  |  | 27701 | 2,815.86 32.69 40.06 122.07 | 2815.86 | 32.69 | 40.06 | 122.07 | 2815.86 | 32.69 | 40.06 | 122.07
27702 | 27702 | Concrete bollard similar to SFA 261, one piece precast concrete body of minimum 75 mm
thickness reinforced with internal steel cage, 13 mm thick hot dip galvanised base plate for
anchoring, clear/ opal acrylic inner lens, horizontal cast aluminium grille of minimum
thickness 6 mm, vandal resistant clear polycarbonate diffuser c/w control gear and 1 x 70W/
| 100W metal halide/ high pressure sodium lamp or 1 x 35W CDMT lamp........................................................................... | [19 empty] | 13,787.96 |  |  |  | 32.69 |  | 40.06 |  | 122.07 |  | 27702 |  |  | 27702 | 13,787.96 32.69 40.06 122.07 | 13787.96 | 32.69 | 40.06 | 122.07 | 13787.96 | 32.69 | 40.06 | 122.07
27703 | 27703 | 1m - 1.1m high bollard similar to SFA 262, extruded aluminium pole, aluminium alloy top and flange,
| clear polycarbonate prismatic lens c/w control gear and 1 x 18W/ 26W fluorescent lamp.................................................. | [19 empty] | 5,918.48 |  |  |  | 20.52 |  | 25.87 |  | 74.23 |  | 27703 |  |  | 27703 | 5,918.48 20.52 25.87 74.23 | 5918.48 | 20.52 | 25.87 | 74.23 | 5918.48 | 20.52 | 25.87 | 74.23
27704 | 27704 | Border lighting for low level illumination similar to SFA 263, cast aluminium housing, frosted
tempered borosilicate fresnel lens at side c/w control gear and 1 x 50W/ 70W metal halide/
| high pressure sodium lamp or 1 x 35W CDMT lamp............................................................................................................ | [19 empty] | 2,871.38 |  |  |  | 32.69 |  | 40.06 |  | 122.07 |  | 27704 |  |  | 27704 | 2,871.38 32.69 40.06 122.07 | 2871.38 | 32.69 | 40.06 | 122.07 | 2871.38 | 32.69 | 40.06 | 122.07
27705 | 27705 | 1m - 1.1m high bollard similar to SFA 264, cylindrical aluminium body of 150 mm diameter, clear glass bowl
with decorative ring, IP44 c/w control gear and 1 x 50W/ 70W metal halide/ high pressure sodium lamp
| or 1 x 35W CDMT lamp......................................................................................................................................................... | [19 empty] | 3,541.56 |  |  |  | 32.69 |  | 40.06 |  | 122.07 |  | 27705 |  |  | 27705 | 3,541.56 32.69 40.06 122.07 | 3541.56 | 32.69 | 40.06 | 122.07 | 3541.56 | 32.69 | 40.06 | 122.07
27706 | 27706 | 1m - 1.1m high bollard similar to SFA 265, extruded aluminium pole of diameter 160 mm, die cast
aluminium body and louvre, vandal resistant clear polycarbonate lens, IP54 c/w control gear and
| 1 x 50W/ 70W metal halide/ high pressure sodium lamp or 1 x 35W CDMT lamp............................................................. | [19 empty] | 3,038.88 |  |  |  | 32.69 |  | 40.06 |  | 122.07 |  | 27706 |  |  | 27706 | 3,038.88 32.69 40.06 122.07 | 3038.88 | 32.69 | 40.06 | 122.07 | 3038.88 | 32.69 | 40.06 | 122.07
27707 | 27707 | Stand-alone solar power LED bollard c/w vandal resistant cast aluminium body, IP65,
impact resistance IK10, polycarbonate diffuser, self contained with solar panel,
| batteries and 1 x up to 3W LED lamp.................................................................................................................................... | [19 empty] | 3,895.54 |  |  |  | 32.69 |  | 40.06 |  | 122.07 |  | 27707 |  |  | 27707 | 3,895.54 32.69 40.06 122.07 | 3895.54 | 32.69 | 40.06 | 122.07 | 3895.54 | 32.69 | 40.06 | 122.07
27/56
27 | 27 | ELECTRICAL INSTALLATION - LIGHTING SYSTEM AND FIXTURES | [18 empty] | 27
| Item | Item
| LIGHTING FITTINGS (CONT'D) | [9 empty] | Take | [14 empty] | Take
| Supply | [23 empty] | down | down |  |  | Fix
| and | [23 empty] | and | and set |  |  | only
| Fiber optic lighting system : - | [9 empty] | fix | [13 empty] | clear | aside for
| away | [24 empty] | re-use
| A | [23 empty] | B | C |  |  | D
| Each |  |  | $ | [20 empty] | $ | $ |  |  | $
27708 | 27708 | Light generator with closed halogen dichroic lamp (12V/ 50W 24 deg., Ra=100 and
colour temperature 3000K). The generator shall concentrate the luminous flux of lamps
into a fiber optic harness. Housing to be cast aluminium c/w built in transformer
| (230V/ 12V 50 VA) and protective dichroic filter................................................................................................................. | [19 empty] | 1,518.88 |  |  |  | 9.33 |  | 11.78 |  | 37.41 |  | 27708 |  |  | 27708 | 1,518.88 9.33 11.78 37.41 | 1518.88 | 9.33 | 11.78 | 37.41 | 1518.88 | 9.33 | 11.78 | 37.41
27709 | 27709 | Harness, 2 meters each, made of 16 nos. of fiber optic cables (bundle of 19 optical fibers in
a cable diameter of 5 mm) meeting in parallel at the connecting end. Optical fiber to be
made of glass (70 µm diameter) or P.M.M.A. of 1 mm diameter (polymethylmethacrylate)
| suitable to connect to the light generator and the optical termination................................................................................... | [19 empty] | 7,389.66 |  |  |  | 15.43 |  | 19.83 |  | 61.13 |  | 27709 |  |  | 27709 | 7,389.66 15.43 19.83 61.13 | 7389.66 | 15.43 | 19.83 | 61.13 | 7389.66 | 15.43 | 19.83 | 61.13
27710 | 27710 | Termination and accessories to put at the end of fiber optic cable equipped with an
| adjustable glass lens-holder to focus from 19° to 30°............................................................................................................ | [19 empty] | 393.83 |  |  |  | 15.43 |  | 19.39 |  | 59.34 |  | 27710 |  |  | 27710 | 393.83 15.43 19.39 59.34 | 393.83 | 15.43 | 19.39 | 59.34 | 393.83 | 15.43 | 19.39 | 59.34
27711 | 27711 | Ditto with 12V/ 75W 24° lamp............................................................................................................................................... | [18 empty] | 2,277.68 |  |  |  | 15.43 |  | 19.39 |  | 59.34 |  | 27711 |  |  | 27711 | 2,277.68 15.43 19.39 59.34 | 2277.68 | 15.43 | 19.39 | 59.34 | 2277.68 | 15.43 | 19.39 | 59.34
27712 | 27712 | Ditto with 150W metal halide lamp....................................................................................................................................... | [18 empty] | 8,715.41 |  |  |  | 15.43 |  | 19.39 |  | 59.34 |  | 27712 |  |  | 27712 | 8,715.41 15.43 19.39 59.34 | 8715.41 | 15.43 | 19.39 | 59.34 | 8715.41 | 15.43 | 19.39 | 59.34
27713 | 27713 | Ditto with 200W metal halide lamp....................................................................................................................................... | [18 empty] | 9,503.00 |  |  |  | 15.43 |  | 19.39 |  | 59.34 |  | 27713 |  |  | 27713 | 9,503.00 15.43 19.39 59.34 | 9503 | 15.43 | 19.39 | 59.34 | 9503 | 15.43 | 19.39 | 59.34
Per linear metre
27714 | 27714 | Diffusing optical cable suitable to connect to the light generator of 17 mm P.M.M.A.
cable with a reflective centre core, an ultra-violet stabilized clear PVC outer protective
| sheath and a clear mylar wrapping around fiber optics.......................................................................................................... | [19 empty] | 87.45 |  |  |  | 13.22 |  | 16.72 |  | 48.97 |  | 27714 |  |  | 27714 | 87.45 13.22 16.72 48.97 | 87.45 | 13.22 | 16.72 | 48.97 | 87.45 | 13.22 | 16.72 | 48.97
Bed head light fitting : -
Each
27715 | 27715 | Bed head lighting fitting with B.S. lamp holder..................................................................................................................... | [18 empty] | 758.14 |  |  |  | 14.42 |  | 16.03 |  | 54.64 |  | 27715 |  |  | 27715 | 758.14 14.42 16.03 54.64 | 758.14 | 14.42 | 16.03 | 54.64 | 758.14 | 14.42 | 16.03 | 54.64
27716 | 27716 | Ditto but with shaver supply unit........................................................................................................................................... | [18 empty] | 762.41 |  |  |  | 14.42 |  | 16.03 |  | 54.64 |  | 27716 |  |  | 27716 | 762.41 14.42 16.03 54.64 | 762.41 | 14.42 | 16.03 | 54.64 | 762.41 | 14.42 | 16.03 | 54.64
27717 | 27717 | Angle poise bedhead fitting c/w lamp.................................................................................................................................... | [18 empty] | 1,096.42 |  |  |  | 17.27 |  | 21.33 |  | 65.96 |  | 27717 |  |  | 27717 | 1,096.42 17.27 21.33 65.96 | 1096.42 | 17.27 | 21.33 | 65.96 | 1096.42 | 17.27 | 21.33 | 65.96
External lighting for construction site : - (Items 27714 to 27718 will only be paid
for, if ordered by the Maintenance Surveyor in writing.)
Isolating step down transformer 220/ 110V, single phase, having centre tap with
secondary winding earthed so that the normal voltage of circuit to earth does not exceed
55V : -
Per set
27718 | 27718 | 500 VA.................................................................................................................................................................................... | [18 empty] | 698.29 |  |  |  | 9.42 |  | 11.61 |  | 35.36 |  | 27718 |  |  | 27718 | 698.29 9.42 11.61 35.36 | 698.29 | 9.42 | 11.61 | 35.36 | 698.29 | 9.42 | 11.61 | 35.36
27719 | 27719 | 1000 VA.................................................................................................................................................................................. | [18 empty] | 1,222.85 |  |  |  | 9.42 |  | 11.61 |  | 35.36 |  | 27719 |  |  | 27719 | 1,222.85 9.42 11.61 35.36 | 1222.85 | 9.42 | 11.61 | 35.36 | 1222.85 | 9.42 | 11.61 | 35.36
27720 | 27720 | Weatherproof surface mounted fluorescent light fitting, IP65 c/w T5 fluorescent tube, T5 electronic
| control gear/ electronic ballast, 1 x 28W................................................................................................................................ | [19 empty] | 1,132.34 |  |  |  | 25.67 |  | 30.94 |  | 81.78 |  | 27720 |  |  | 27720 | 1,132.34 25.67 30.94 81.78 | 1132.34 | 25.67 | 30.94 | 81.78 | 1132.34 | 25.67 | 30.94 | 81.78
27721 | 27721 | Weatherproof bulkhead fittings rated IP65 c/w glassware, 100W, 110V lamp, side/ back
| cable entry, cutting, and rubber grommet or stop where applicable...................................................................................... | [19 empty] | 498.05 |  |  |  | 23.56 |  | 29.43 |  | 87.62 |  | 27721 |  |  | 27721 | 498.05 23.56 29.43 87.62 | 498.05 | 23.56 | 29.43 | 87.62 | 498.05 | 23.56 | 29.43 | 87.62
27/57
27 | 27 | ELECTRICAL INSTALLATION - LIGHTING SYSTEM AND FIXTURES | [18 empty] | 27
| Item | Item
LIGHTING FITTINGS (CONT'D)
| Take | [24 empty] | Take
| External lighting for construction site : - (Items 27714 to 27718 will only be paid | [16 empty] | Supply | [6 empty] | down | down |  |  | Fix
| for, if ordered by the Maintenance Surveyor in writing.) (Cont'd) | [14 empty] | and | [8 empty] | and | and set |  |  | only
| fix | [23 empty] | clear | aside for
| Isolating step down transformer 220/ 110V, single phase, having centre tap with | [16 empty] | away | [7 empty] | re-use
secondary winding earthed so that the normal voltage of circuit to earth does not exceed
55V : - (Cont'd)
| A | [23 empty] | B | C |  |  | D
| Per set |  |  | $ | [20 empty] | $ | $ |  |  | $
27722 | 27722 | Weatherproof bulkhead fittings rated IP65 c/w polycarbonate diffuser, 100W lamp,
| 110V, side/ back cable entry, cutting, and rubber grommet or stop where applicable ........................................................ | [19 empty] | 544.47 |  |  |  | 23.56 |  | 29.43 |  | 87.62 |  | 27722 |  |  | 27722 | 544.47 23.56 29.43 87.62 | 544.47 | 23.56 | 29.43 | 87.62 | 544.47 | 23.56 | 29.43 | 87.62
Miscellaneous lighting fittings : -
Each
27723 | 27723 | Surface luminaire similar to SFA 256, circular die cast aluminium casing of minimum overall
| diameter 380 mm, IP65 c/w control gear and 1 x 70W SON lamp....................................................................................... | [19 empty] | 2,203.77 |  |  |  | 23.35 |  | 29.10 |  | 88.64 |  | 27723 |  |  | 27723 | 2,203.77 23.35 29.10 88.64 | 2203.77 | 23.35 | 29.1 | 88.64 | 2203.77 | 23.35 | 29.1 | 88.64
27724 | 27724 | Garage pit luminaire c/w lamp and control gear suitable for use in Zone 2 hazardous area
| to IEC 60079-10...................................................................................................................................................................... | [19 empty] | 4,225.74 |  |  |  | 23.64 |  | 28.78 |  | 86.21 |  | 27724 |  |  | 27724 | 4,225.74 23.64 28.78 86.21 | 4225.74 | 23.64 | 28.78 | 86.21 | 4225.74 | 23.64 | 28.78 | 86.21
Shades : -
Each
27725 | 27725 | Shades n.e. 150 mm................................................................................................................................................................ | [18 empty] | 26.53 |  |  |  | 2.80 |  | 3.16 |  | 8.31 |  | 27725 |  |  | 27725 | 26.53 2.80 3.16 8.31 | 26.53 | 2.8 | 3.16 | 8.31 | 26.53 | 2.8 | 3.16 | 8.31
27726 | 27726 | Shades (locally made) n.e. 150 mm diameter......................................................................................................................... | [18 empty] | 15.24 |  |  |  | 2.80 |  | 3.16 |  | 8.31 |  | 27726 |  |  | 27726 | 15.24 2.80 3.16 8.31 | 15.24 | 2.8 | 3.16 | 8.31 | 15.24 | 2.8 | 3.16 | 8.31
27727 | 27727 | Coolicon shades 230 mm diameter......................................................................................................................................... | [18 empty] | 31.44 |  |  |  | 2.80 |  | 3.16 |  | 8.31 |  | 27727 |  |  | 27727 | 31.44 2.80 3.16 8.31 | 31.44 | 2.8 | 3.16 | 8.31 | 31.44 | 2.8 | 3.16 | 8.31
27728 | 27728 | Coolicon shades (locally made) 230 mm diameter................................................................................................................ | [18 empty] | 20.18 |  |  |  | 2.80 |  | 3.16 |  | 8.31 |  | 27728 |  |  | 27728 | 20.18 2.80 3.16 8.31 | 20.18 | 2.8 | 3.16 | 8.31 | 20.18 | 2.8 | 3.16 | 8.31
27729 | 27729 | Coolicon shades 280 mm diameter......................................................................................................................................... | [18 empty] | 31.52 |  |  |  | 2.80 |  | 3.16 |  | 8.31 |  | 27729 |  |  | 27729 | 31.52 2.80 3.16 8.31 | 31.52 | 2.8 | 3.16 | 8.31 | 31.52 | 2.8 | 3.16 | 8.31
27730 | 27730 | Coolicon shades (locally made) 280 mm diameter................................................................................................................ | [18 empty] | 22.35 |  |  |  | 2.80 |  | 3.16 |  | 8.31 |  | 27730 |  |  | 27730 | 22.35 2.80 3.16 8.31 | 22.35 | 2.8 | 3.16 | 8.31 | 22.35 | 2.8 | 3.16 | 8.31
27/58
27 | 27 | ELECTRICAL INSTALLATION - LIGHTING SYSTEM AND FIXTURES | [18 empty] | 27
| Item | Item
| LIGHTING FITTINGS (CONT'D) | [9 empty] | Take | [14 empty] | Take
| Supply | [23 empty] | down | down |  |  | Fix
| and | [23 empty] | and | and set |  |  | only
| Dome cover, wall mounting : - | [9 empty] | fix | [13 empty] | clear | aside for
| away | [24 empty] | re-use
| A | [23 empty] | B | C |  |  | D
| Each |  |  | $ | [20 empty] | $ | $ |  |  | $
27731 | 27731 | 65 mm diameter....................................................................................................................................................................... | [18 empty] | 25.02 |  |  |  | 3.89 |  | 4.71 |  | 13.55 |  | 27731 |  |  | 27731 | 25.02 3.89 4.71 13.55 | 25.02 | 3.89 | 4.71 | 13.55 | 25.02 | 3.89 | 4.71 | 13.55
27732 | 27732 | 87 mm diameter....................................................................................................................................................................... | [18 empty] | 28.05 |  |  |  | 3.89 |  | 4.71 |  | 13.55 |  | 27732 |  |  | 27732 | 28.05 3.89 4.71 13.55 | 28.05 | 3.89 | 4.71 | 13.55 | 28.05 | 3.89 | 4.71 | 13.55
27733 | 27733 | 125 mm diameter.................................................................................................................................................................... | [18 empty] | 33.35 |  |  |  | 3.89 |  | 4.71 |  | 13.55 |  | 27733 |  |  | 27733 | 33.35 3.89 4.71 13.55 | 33.35 | 3.89 | 4.71 | 13.55 | 33.35 | 3.89 | 4.71 | 13.55
27734 | 27734 | Dome back plate, side entry ................................................................................................................................................... | [18 empty] | 32.90 |  |  |  | 3.89 |  | 4.71 |  | 13.55 |  | 27734 |  |  | 27734 | 32.90 3.89 4.71 13.55 | 32.9 | 3.89 | 4.71 | 13.55 | 32.9 | 3.89 | 4.71 | 13.55
Dome cover : -
Each
27735 | 27735 | Dome cover 65 mm diameter.................................................................................................................................................. | [18 empty] | 24.19 |  |  |  | 3.89 |  | 4.71 |  | 13.55 |  | 27735 |  |  | 27735 | 24.19 3.89 4.71 13.55 | 24.19 | 3.89 | 4.71 | 13.55 | 24.19 | 3.89 | 4.71 | 13.55
27736 | 27736 | Dome cover 87 mm diameter.................................................................................................................................................. | [18 empty] | 25.77 |  |  |  | 3.89 |  | 4.71 |  | 13.55 |  | 27736 |  |  | 27736 | 25.77 3.89 4.71 13.55 | 25.77 | 3.89 | 4.71 | 13.55 | 25.77 | 3.89 | 4.71 | 13.55
27737 | 27737 | Dome cover 125 mm diameter................................................................................................................................................ | [18 empty] | 31.16 |  |  |  | 3.89 |  | 4.71 |  | 13.55 |  | 27737 |  |  | 27737 | 31.16 3.89 4.71 13.55 | 31.16 | 3.89 | 4.71 | 13.55 | 31.16 | 3.89 | 4.71 | 13.55
27738 | 27738 | Dome back plate, side entry.................................................................................................................................................... | [18 empty] | 31.48 |  |  |  | 3.89 |  | 4.71 |  | 13.55 |  | 27738 |  |  | 27738 | 31.48 3.89 4.71 13.55 | 31.48 | 3.89 | 4.71 | 13.55 | 31.48 | 3.89 | 4.71 | 13.55
Sundries : -
Each
27739 | 27739 | Weatherproof metal box for 250/ 400W SON control gear................................................................................................... | [18 empty] | 641.95 |  |  |  | 26.85 |  | 32.93 |  | 97.78 |  | 27739 |  |  | 27739 | 641.95 26.85 32.93 97.78 | 641.95 | 26.85 | 32.93 | 97.78 | 641.95 | 26.85 | 32.93 | 97.78
27740 | 27740 | Weatherproof metal box for 250/ 400W MBIL control gear................................................................................................. | [18 empty] | 672.77 |  |  |  | 34.43 |  | 41.71 |  | 127.29 |  | 27740 |  |  | 27740 | 672.77 34.43 41.71 127.29 | 672.77 | 34.43 | 41.71 | 127.29 | 672.77 | 34.43 | 41.71 | 127.29
27741 | 27741 | Weatherproof metal box for 750W/ 1000W MBIL control gear............................................................................................ | [18 empty] | 796.62 |  |  |  | 34.43 |  | 41.71 |  | 127.29 |  | 27741 |  |  | 27741 | 796.62 34.43 41.71 127.29 | 796.62 | 34.43 | 41.71 | 127.29 | 796.62 | 34.43 | 41.71 | 127.29
27742 | 27742 | Weatherproof metal box for 1500/ 1600W MBIL control gear............................................................................................. | [18 empty] | 816.61 |  |  |  | 34.43 |  | 41.71 |  | 127.29 |  | 27742 |  |  | 27742 | 816.61 34.43 41.71 127.29 | 816.61 | 34.43 | 41.71 | 127.29 | 816.61 | 34.43 | 41.71 | 127.29
27743 | 27743 | External control gear box c/w gear for 250W SON............................................................................................................... | [18 empty] | 1,305.97 |  |  |  | 28.11 |  | 34.75 |  | 101.54 |  | 27743 |  |  | 27743 | 1,305.97 28.11 34.75 101.54 | 1305.97 | 28.11 | 34.75 | 101.54 | 1305.97 | 28.11 | 34.75 | 101.54
27744 | 27744 | External control gear box c/w gear for 400W SON............................................................................................................... | [18 empty] | 1,517.25 |  |  |  | 28.11 |  | 34.75 |  | 101.54 |  | 27744 |  |  | 27744 | 1,517.25 28.11 34.75 101.54 | 1517.25 | 28.11 | 34.75 | 101.54 | 1517.25 | 28.11 | 34.75 | 101.54
27745 | 27745 | Pendant, plain, comprising ceiling rose, flex and B.C. lampholder (labour rates including
| fixing of shade) ...................................................................................................................................................................... | [19 empty] | 54.19 |  |  |  | 7.97 |  | 9.64 |  | 29.01 |  | 27745 |  |  | 27745 | 54.19 7.97 9.64 29.01 | 54.19 | 7.97 | 9.64 | 29.01 | 54.19 | 7.97 | 9.64 | 29.01
27/59
27 | 27 | ELECTRICAL INSTALLATION - LIGHTING SYSTEM AND FIXTURES | [18 empty] | 27
| Item | Item
| LAMP POLES AND ACCESSORIES | [11 empty] | Take | [12 empty] | Take
| Supply | [23 empty] | down | down |  |  | Fix
| and | [23 empty] | and | and set |  |  | only
| Lamp poles, mild steel c/w pole cap, compression gland, mounting ring, pole bracket, | [17 empty] | fix | [5 empty] | clear | aside for
| connector box, service box, control box and base plate etc. : - | [14 empty] | away | [9 empty] | re-use
| A | [23 empty] | B | C |  |  | D
| Each |  |  | $ | [20 empty] | $ | $ |  |  | $
27746 | 27746 | n.e. 3.5 m................................................................................................................................................................................. | [18 empty] | 2,527.73 |  |  |  | 202.92 |  | 265.55 |  | 777.87 |  | 27746 |  |  | 27746 | 2,527.73 202.92 265.55 777.87 | 2527.73 | 202.92 | 265.55 | 777.87 | 2527.73 | 202.92 | 265.55 | 777.87
27747 | 27747 | 3.5 m - 4.5 m........................................................................................................................................................................... | [18 empty] | 2,945.35 |  |  |  | 248.72 |  | 312.12 |  | 949.86 |  | 27747 |  |  | 27747 | 2,945.35 248.72 312.12 949.86 | 2945.35 | 248.72 | 312.12 | 949.86 | 2945.35 | 248.72 | 312.12 | 949.86
27748 | 27748 | 4.5 m - 7.0 m .......................................................................................................................................................................... | [18 empty] | 8,031.77 |  |  |  | 378.72 |  | 475.39 |  | 1,448.02 |  | 27748 |  |  | 27748 | 8,031.77 378.72 475.39 1,448.02 | 8031.77 | 378.72 | 475.39 | 1448.02 | 8031.77 | 378.72 | 475.39 | 1448.02
27749 | 27749 | 7.0 m - 7.5 m........................................................................................................................................................................... | [18 empty] | 9,182.46 |  |  |  | 457.95 |  | 571.39 |  | 1,745.97 |  | 27749 |  |  | 27749 | 9,182.46 457.95 571.39 1,745.97 | 9182.46 | 457.95 | 571.39 | 1745.97 | 9182.46 | 457.95 | 571.39 | 1745.97
27750 | 27750 | 7.5 m - 8.0 m .......................................................................................................................................................................... | [18 empty] | 10,907.32 |  |  |  | 568.64 |  | 709.40 |  | 2,172.34 |  | 27750 |  |  | 27750 | 10,907.32 568.64 709.40 2,172.34 | 10907.32 | 568.64 | 709.4 | 2172.34 | 10907.32 | 568.64 | 709.4 | 2172.34
27751 | 27751 | 8.0 m - 10.0 m ........................................................................................................................................................................ | [18 empty] | 14,697.99 |  |  |  | 780.25 |  | 978.01 |  | 2,975.95 |  | 27751 |  |  | 27751 | 14,697.99 780.25 978.01 2,975.95 | 14697.99 | 780.25 | 978.01 | 2975.95 | 14697.99 | 780.25 | 978.01 | 2975.95
27752 | 27752 | 10.0 m - 12.0 m ...................................................................................................................................................................... | [18 empty] | 17,332.07 |  |  |  | 946.13 |  | 1,183.19 |  | 3,610.57 |  | 27752 |  |  | 27752 | 17,332.07 946.13 1,183.19 3,610.57 | 17332.07 | 946.13 | 1183.19 | 3610.57 | 17332.07 | 946.13 | 1183.19 | 3610.57
Twin heads lamp pole for SFA 215, 127 mm square straight steel pole flange mounting,
gauge 11 galvanised steel with bronze enamel finish : -
Each
27753 | 27753 | 4.2 m nominal height.............................................................................................................................................................. | [18 empty] | 5,445.59 |  |  |  | 253.20 |  | 317.14 |  | 952.42 |  | 27753 |  |  | 27753 | 5,445.59 253.20 317.14 952.42 | 5445.59 | 253.2 | 317.14 | 952.42 | 5445.59 | 253.2 | 317.14 | 952.42
Lamp poles, tubular steel, hot dipped galvanized to BS EN ISO 1461 c/w pole cap,
compression gland, mounting ring, pole bracket, connector box, service box, control box
and base plate etc. : -
Each
27754 | 27754 | n.e. 4.0 m................................................................................................................................................................................. | [18 empty] | 3,493.55 |  |  |  | 239.89 |  | 303.01 |  | 906.65 |  | 27754 |  |  | 27754 | 3,493.55 239.89 303.01 906.65 | 3493.55 | 239.89 | 303.01 | 906.65 | 3493.55 | 239.89 | 303.01 | 906.65
27755 | 27755 | 4.0 m - 4.5 m .......................................................................................................................................................................... | [18 empty] | 3,758.09 |  |  |  | 269.36 |  | 337.98 |  | 1,028.57 |  | 27755 |  |  | 27755 | 3,758.09 269.36 337.98 1,028.57 | 3758.09 | 269.36 | 337.98 | 1028.57 | 3758.09 | 269.36 | 337.98 | 1028.57
27756 | 27756 | 4.5 m - 7.0 m .......................................................................................................................................................................... | [18 empty] | 8,910.76 |  |  |  | 378.80 |  | 475.52 |  | 1,448.39 |  | 27756 |  |  | 27756 | 8,910.76 378.80 475.52 1,448.39 | 8910.76 | 378.8 | 475.52 | 1448.39 | 8910.76 | 378.8 | 475.52 | 1448.39
27757 | 27757 | 7.0 m - 7.5 m........................................................................................................................................................................... | [18 empty] | 10,133.55 |  |  |  | 445.72 |  | 556.07 |  | 1,699.09 |  | 27757 |  |  | 27757 | 10,133.55 445.72 556.07 1,699.09 | 10133.55 | 445.72 | 556.07 | 1699.09 | 10133.55 | 445.72 | 556.07 | 1699.09
27758 | 27758 | 7.5 m - 8.0 m .......................................................................................................................................................................... | [18 empty] | 12,150.44 |  |  |  | 577.99 |  | 721.04 |  | 2,207.98 |  | 27758 |  |  | 27758 | 12,150.44 577.99 721.04 2,207.98 | 12150.44 | 577.99 | 721.04 | 2207.98 | 12150.44 | 577.99 | 721.04 | 2207.98
27759 | 27759 | 8.0 m - 12.0 m ........................................................................................................................................................................ | [18 empty] | 19,323.75 |  |  |  | 938.45 |  | 1,173.60 |  | 3,581.23 |  | 27759 |  |  | 27759 | 19,323.75 938.45 1,173.60 3,581.23 | 19323.75 | 938.45 | 1173.6 | 3581.23 | 19323.75 | 938.45 | 1173.6 | 3581.23
Lamp poles, tubular steel, hot dipped galvanized to BS EN ISO 1461, wall mounted
c/w pole cap, compression gland, mounting ring, pole bracket, connector box, service box,
control box and base plate etc. : -
Each
27760 | 27760 | n.e. 3.5 m................................................................................................................................................................................. | [18 empty] | 3,210.17 |  |  |  | 210.02 |  | 274.86 |  | 805.10 |  | 27760 |  |  | 27760 | 3,210.17 210.02 274.86 805.10 | 3210.17 | 210.02 | 274.86 | 805.1 | 3210.17 | 210.02 | 274.86 | 805.1
27761 | 27761 | 3.5 m - 4.0 m........................................................................................................................................................................... | [18 empty] | 3,645.53 |  |  |  | 239.20 |  | 302.14 |  | 904.02 |  | 27761 |  |  | 27761 | 3,645.53 239.20 302.14 904.02 | 3645.53 | 239.2 | 302.14 | 904.02 | 3645.53 | 239.2 | 302.14 | 904.02
27762 | 27762 | 4.0 m - 4.5 m .......................................................................................................................................................................... | [18 empty] | 3,975.47 |  |  |  | 261.20 |  | 327.72 |  | 997.38 |  | 27762 |  |  | 27762 | 3,975.47 261.20 327.72 997.38 | 3975.47 | 261.2 | 327.72 | 997.38 | 3975.47 | 261.2 | 327.72 | 997.38
27763 | 27763 | 4.5 m - 7.0 m .......................................................................................................................................................................... | [18 empty] | 8,120.92 |  |  |  | 385.38 |  | 483.73 |  | 1,473.49 |  | 27763 |  |  | 27763 | 8,120.92 385.38 483.73 1,473.49 | 8120.92 | 385.38 | 483.73 | 1473.49 | 8120.92 | 385.38 | 483.73 | 1473.49
27/60
27 | 27 | ELECTRICAL INSTALLATION - LIGHTING SYSTEM AND FIXTURES | [18 empty] | 27
| Item | Item
LAMP POLES AND ACCESSORIES (CONT'D)
| Take | [24 empty] | Take
| Supply | [23 empty] | down | down |  |  | Fix
| Lamp poles, tubular steel, hot dipped galvanized to BS EN ISO 1461, wall mounted | [17 empty] | and | [5 empty] | and | and set |  |  | only
| c/w pole cap, compression gland, mounting ring, pole bracket, connector box, service box, | [17 empty] | fix | [5 empty] | clear | aside for
| control box and base plate etc. : - (Cont'd) | [11 empty] | away | [12 empty] | re-use
| A | [23 empty] | B | C |  |  | D
| Each |  |  | $ | [20 empty] | $ | $ |  |  | $
27764 | 27764 | 7.0 m - 7.5 m........................................................................................................................................................................... | [18 empty] | 10,303.74 |  |  |  | 461.80 |  | 576.20 |  | 1,760.66 |  | 27764 |  |  | 27764 | 10,303.74 461.80 576.20 1,760.66 | 10303.74 | 461.8 | 576.2 | 1760.66 | 10303.74 | 461.8 | 576.2 | 1760.66
27765 | 27765 | Hot-dip galvanized flange mounted type tapered polygonal high mast of 30 m nominal
mounting height c/w raising and lowering system and head frame for mounting maximum
| 24 nos. of luminaires with the supply of foundation bolts/ nuts/ washers............................................................................. | [19 empty] | 40,137.63 |  |  | 6,641.11 |  |  | 11,068.71 |  | 28,484.92 |  | 27765 |  |  | 27765 | 40,137.63 6,641.11 11,068.71 28,484.92 | 40137.63 | 6641.11 | 11068.71 | 28484.92 | 40137.63 | 6641.11 | 11068.71 | 28484.92
(The actual rate should be : $401,376.30 for Item 27765A)
27766 | 27766 | 4.8 m - 5.0 m aluminium lamp pole ....................................................................................................................................... | [18 empty] | 24,833.11 |  |  | 258.13 |  |  | 322.63 |  | 988.70 |  | 27766 |  |  | 27766 | 24,833.11 258.13 322.63 988.70 | 24833.11 | 258.13 | 322.63 | 988.7 | 24833.11 | 258.13 | 322.63 | 988.7
Accessories : -
Each
27767 | 27767 | Compression gland ................................................................................................................................................................. | [18 empty] | 184.57 |  |  | 11.83 |  |  | 15.33 |  | 45.17 |  | 27767 |  |  | 27767 | 184.57 11.83 15.33 45.17 | 184.57 | 11.83 | 15.33 | 45.17 | 184.57 | 11.83 | 15.33 | 45.17
27768 | 27768 | Working platform (hot dip galvanized steel).......................................................................................................................... | [18 empty] | 1,495.28 |  |  | 203.10 |  |  | 244.66 |  | 616.38 |  | 27768 |  |  | 27768 | 1,495.28 203.10 244.66 616.38 | 1495.28 | 203.1 | 244.66 | 616.38 | 1495.28 | 203.1 | 244.66 | 616.38
27769 | 27769 | Metal hot dip galvanized cover for weatherproof service box on lamp pole c/w gaskets,
| screws and washers ................................................................................................................................................................ | [19 empty] | 446.22 |  |  | 8.96 |  |  | 10.70 |  | 26.99 |  | 27769 |  |  | 27769 | 446.22 8.96 10.70 26.99 | 446.22 | 8.96 | 10.7 | 26.99 | 446.22 | 8.96 | 10.7 | 26.99
27770 | 27770 | Double head lamp pole bracket at 4.5 m lamp pole, including modification of the 4.5 m
| lamp pole and removal of the original bracket....................................................................................................................... | [19 empty] | 354.50 |  |  | 20.54 |  |  | 25.11 |  | 73.98 |  | 27770 |  |  | 27770 | 354.50 20.54 25.11 73.98 | 354.5 | 20.54 | 25.11 | 73.98 | 354.5 | 20.54 | 25.11 | 73.98
27771 | 27771 | Pole cap................................................................................................................................................................................... | [18 empty] | 238.94 |  |  | 16.87 |  |  | 21.32 |  | 64.42 |  | 27771 |  |  | 27771 | 238.94 16.87 21.32 64.42 | 238.94 | 16.87 | 21.32 | 64.42 | 238.94 | 16.87 | 21.32 | 64.42
27772 | 27772 | Connector box......................................................................................................................................................................... | [18 empty] | 271.88 |  |  | 14.42 |  |  | 18.24 |  | 56.31 |  | 27772 |  |  | 27772 | 271.88 14.42 18.24 56.31 | 271.88 | 14.42 | 18.24 | 56.31 | 271.88 | 14.42 | 18.24 | 56.31
27773 | 27773 | Service box.............................................................................................................................................................................. | [18 empty] | 272.34 |  |  | 18.71 |  |  | 23.63 |  | 71.43 |  | 27773 |  |  | 27773 | 272.34 18.71 23.63 71.43 | 272.34 | 18.71 | 23.63 | 71.43 | 272.34 | 18.71 | 23.63 | 71.43
27774 | 27774 | Control box.............................................................................................................................................................................. | [18 empty] | 281.67 |  |  | 18.71 |  |  | 23.63 |  | 71.43 |  | 27774 |  |  | 27774 | 281.67 18.71 23.63 71.43 | 281.67 | 18.71 | 23.63 | 71.43 | 281.67 | 18.71 | 23.63 | 71.43
27775 | 27775 | Grade 316 stainless steel angle adjustable mounting frame for 400W floodlight................................................................. | [18 empty] | 308.06 |  |  | 7.31 |  |  | 10.13 |  | 28.15 |  | 27775 |  |  | 27775 | 308.06 7.31 10.13 28.15 | 308.06 | 7.31 | 10.13 | 28.15 | 308.06 | 7.31 | 10.13 | 28.15
27/61
27 | 27 | ELECTRICAL INSTALLATION - LIGHTING SYSTEM AND FIXTURES | [18 empty] | 27
| Item | Item
EMERGENCY LIGHTING
| Take | [24 empty] | Take
| Exit sign box to BS 5499-1: 2002, BS 5499-4: 2000, BS EN 60598-1: 2008, | [16 empty] | Supply | [5 empty] | down |  | down |  |  | Fix
| BS EN 60598-2-22: 1998+A2: 2008, BS 5266-1: 2011, BS EN 50172: 2004 | [16 empty] | and | [5 empty] | and |  | and set |  |  | only
| and BS EN 1838: 1999 c/w lamp, NiMH battery for 2 hours, charger, automatic | [16 empty] | fix | [5 empty] | clear |  | aside for
| changeover device, inverter/ ballast indications and switch, cables, conduits (surface | [17 empty] | away | [6 empty] | re-use
or concealed in partitions and ceiling), all necessary accessories and connection to
power supply switch/ terminal : -
| A | [22 empty] | B |  | C |  |  | D
| Each |  |  | $ | [19 empty] | $ |  | $ |  |  | $
27776 | 27776 | Exit sign box, 400 - 650 mm long.......................................................................................................................................... | [18 empty] | 952.99 |  |  | 64.68 |  |  | 75.46 |  | 275.92 |  | 27776 |  |  | 27776 | 952.99 64.68 75.46 275.92 | 952.99 | 64.68 | 75.46 | 275.92 | 952.99 | 64.68 | 75.46 | 275.92
27777 | 27777 | Exit sign box without battery, charger and changeover, 400 - 650 mm long........................................................................ | [18 empty] | 675.64 |  |  | 64.68 |  |  | 75.46 |  | 275.92 |  | 27777 |  |  | 27777 | 675.64 64.68 75.46 275.92 | 675.64 | 64.68 | 75.46 | 275.92 | 675.64 | 64.68 | 75.46 | 275.92
27778 | 27778 | Exit sign box using LED as light source, 400 - 650 mm long............................................................................................... | [18 empty] | 974.57 |  |  | 64.68 |  |  | 75.46 |  | 275.92 |  | 27778 |  |  | 27778 | 974.57 64.68 75.46 275.92 | 974.57 | 64.68 | 75.46 | 275.92 | 974.57 | 64.68 | 75.46 | 275.92
27779 | 27779 | Exit sign box using LED as light source without battery, charger and
| changeover, 400 - 650 mm long............................................................................................................................................. | [19 empty] | 741.31 |  |  | 64.68 |  |  | 75.46 |  | 275.92 |  | 27779 |  |  | 27779 | 741.31 64.68 75.46 275.92 | 741.31 | 64.68 | 75.46 | 275.92 | 741.31 | 64.68 | 75.46 | 275.92
27780 | 27780 | Exit sign box using LED as light source, 600 - 1200 mm long, automatic discharge and recharge monthly...................... | [18 empty] | 1,066.60 |  |  | 64.68 |  |  | 75.46 |  | 275.92 |  | 27780 |  |  | 27780 | 1,066.60 64.68 75.46 275.92 | 1066.6 | 64.68 | 75.46 | 275.92 | 1066.6 | 64.68 | 75.46 | 275.92
Exit sign plate or directional sign plate to BS 5499-1: 2002,
BS 5499-4: 2000, BS EN 60598-1: 2008, BS EN 60598-2-22: 1998+A2: 2008,
BS 5266-1: 2011, BS EN 50172: 2004 and BS EN 1838: 1999 c/w lamp, NiMH
battery for 2 hours, charger, automatic changeover device, clear perspex front plate, coloured
perspex back plates plugging and screwing to wall and all necessary accessories and connection
to power supply switch/ terminal, suitable for ceiling suspension/ wall mounting : -
Each
27781 | 27781 | Exit sign plate or directional sign plate, using fluorescent tube as light source,
| 400 - 650 mm long.................................................................................................................................................................. | [19 empty] | 921.30 |  |  | 64.68 |  |  | 75.46 |  | 275.92 |  | 27781 |  |  | 27781 | 921.30 64.68 75.46 275.92 | 921.3 | 64.68 | 75.46 | 275.92 | 921.3 | 64.68 | 75.46 | 275.92
27782 | 27782 | Exit sign plate or directional sign plate using LED as light source, 400 - 650 mm long...................................................... | [18 empty] | 308.06 |  |  | 64.68 |  |  | 75.46 |  | 275.92 |  | 27782 |  |  | 27782 | 308.06 64.68 75.46 275.92 | 308.06 | 64.68 | 75.46 | 275.92 | 308.06 | 64.68 | 75.46 | 275.92
27783 | 27783 | Exit sign plate or directional sign plate using LED as light source, 1200 mm long............................................................. | [18 empty] | 1,052.90 |  |  | 64.68 |  |  | 75.46 |  | 275.92 |  | 27783 |  |  | 27783 | 1,052.90 64.68 75.46 275.92 | 1052.9 | 64.68 | 75.46 | 275.92 | 1052.9 | 64.68 | 75.46 | 275.92
27784 | 27784 | Exit sign plate or directional sign plate using LED as light source, 400 - 600 mm long,
| automatic discharge and recharge monthly............................................................................................................................ | [19 empty] | 947.61 |  |  | 64.68 |  |  | 75.46 |  | 275.92 |  | 27784 |  |  | 27784 | 947.61 64.68 75.46 275.92 | 947.61 | 64.68 | 75.46 | 275.92 | 947.61 | 64.68 | 75.46 | 275.92
27785 | 27785 | Exit sign plate or directional sign plate using LED as light source, 400 mm long
| c/w NiMH battery for 3 hours................................................................................................................................................. | [19 empty] | 1,129.70 |  |  | 64.68 |  |  | 75.46 |  | 275.92 |  | 27785 |  |  | 27785 | 1,129.70 64.68 75.46 275.92 | 1129.7 | 64.68 | 75.46 | 275.92 | 1129.7 | 64.68 | 75.46 | 275.92
27786 | 27786 | Exit sign plate or directional sign plate using LED as light source, 400 mm long, recess mounted.................................... | [18 empty] | 980.38 |  |  | 64.68 |  |  | 75.46 |  | 275.92 |  | 27786 |  |  | 27786 | 980.38 64.68 75.46 275.92 | 980.38 | 64.68 | 75.46 | 275.92 | 980.38 | 64.68 | 75.46 | 275.92
27/62
27 | 27 | ELECTRICAL INSTALLATION - LIGHTING SYSTEM AND FIXTURES | [18 empty] | 27
| Item | Item
EMERGENCY LIGHTING (CONT'D)
| Take | [24 empty] | Take
| Central battery power supply system for emergency lighting | [14 empty] | Supply | [7 empty] | down |  | down |  |  | Fix
| and | [22 empty] | and |  | and set |  |  | only
| fix | [22 empty] | clear |  | aside for
| Central power supply, monitoring and control panel c/w rectifier/ charger, inverter, | [17 empty] | away | [6 empty] | re-use
storage and all necessary accessories of the battery, switchgear, zone indication and
control software and instrumentation, controlling following capacity : -
| A | [22 empty] | B |  | C |  |  | D
| Each |  |  | $ | [19 empty] | $ |  | $ |  |  | $
27787 | 27787 | below 100 Ah.......................................................................................................................................................................... | [18 empty] | 22,083.39 |  |  | 35.56 |  |  | 38.80 |  | 156.29 |  | 27787 |  |  | 27787 | 22,083.39 35.56 38.80 156.29 | 22083.39 | 35.56 | 38.8 | 156.29 | 22083.39 | 35.56 | 38.8 | 156.29
27788 | 27788 | 100 - 200 Ah............................................................................................................................................................................ | [18 empty] | 41,541.15 |  |  | 36.64 |  |  | 39.89 |  | 174.61 |  | 27788 |  |  | 27788 | 41,541.15 36.64 39.89 174.61 | 41541.15 | 36.64 | 39.89 | 174.61 | 41541.15 | 36.64 | 39.89 | 174.61
27789 | 27789 | 200 - 300 Ah............................................................................................................................................................................ | [18 empty] | 60,065.21 |  |  | 37.72 |  |  | 40.98 |  | 189.70 |  | 27789 |  |  | 27789 | 60,065.21 37.72 40.98 189.70 | 60065.21 | 37.72 | 40.98 | 189.7 | 60065.21 | 37.72 | 40.98 | 189.7
27790 | 27790 | 300 - 400 Ah............................................................................................................................................................................ | [18 empty] | 77,337.30 |  |  | 38.80 |  |  | 42.04 |  | 206.95 |  | 27790 |  |  | 27790 | 77,337.30 38.80 42.04 206.95 | 77337.3 | 38.8 | 42.04 | 206.95 | 77337.3 | 38.8 | 42.04 | 206.95
27791 | 27791 | 400 - 500 Ah............................................................................................................................................................................ | [18 empty] | 83,368.82 |  |  | 46.35 |  |  | 49.59 |  | 259.77 |  | 27791 |  |  | 27791 | 83,368.82 46.35 49.59 259.77 | 83368.82 | 46.35 | 49.59 | 259.77 | 83368.82 | 46.35 | 49.59 | 259.77
UPS or static inverter system c/w static transfer switch with synchronizing and phase
maintenance bypass switch, storage battery, charger, rectifier, inverter and lock
equipment, controlling following capacity : -
Each
27792 | 27792 | below 100 Ah.......................................................................................................................................................................... | [18 empty] | 25,257.56 |  |  | 24.79 |  |  | 42.04 |  | 180.00 |  | 27792 |  |  | 27792 | 25,257.56 24.79 42.04 180.00 | 25257.56 | 24.79 | 42.04 | 180 | 25257.56 | 24.79 | 42.04 | 180
27793 | 27793 | 100 - 200 Ah............................................................................................................................................................................ | [18 empty] | 46,743.61 |  |  | 43.12 |  |  | 46.35 |  | 200.48 |  | 27793 |  |  | 27793 | 46,743.61 43.12 46.35 200.48 | 46743.61 | 43.12 | 46.35 | 200.48 | 46743.61 | 43.12 | 46.35 | 200.48
27794 | 27794 | 200 - 300 Ah............................................................................................................................................................................ | [18 empty] | 68,735.08 |  |  | 44.19 |  |  | 47.42 |  | 220.97 |  | 27794 |  |  | 27794 | 68,735.08 44.19 47.42 220.97 | 68735.08 | 44.19 | 47.42 | 220.97 | 68735.08 | 44.19 | 47.42 | 220.97
27795 | 27795 | 300 - 400 Ah............................................................................................................................................................................ | [18 empty] | 88,716.22 |  |  | 46.35 |  |  | 48.50 |  | 241.44 |  | 27795 |  |  | 27795 | 88,716.22 46.35 48.50 241.44 | 88716.22 | 46.35 | 48.5 | 241.44 | 88716.22 | 46.35 | 48.5 | 241.44
27796 | 27796 | 400 - 500 Ah............................................................................................................................................................................ | [18 empty] | 95,158.56 |  |  | 54.97 |  |  | 57.12 |  | 299.65 |  | 27796 |  |  | 27796 | 95,158.56 54.97 57.12 299.65 | 95158.56 | 54.97 | 57.12 | 299.65 | 95158.56 | 54.97 | 57.12 | 299.65
27/63
27 | 27 | ELECTRICAL INSTALLATION - LIGHTING SYSTEM AND FIXTURES | [18 empty] | 27
| Item | Item
| EMERGENCY LIGHTING (CONT'D) | [11 empty] | Take | [12 empty] | Take
| Supply | [22 empty] | down |  | down |  |  | Fix
| and | [22 empty] | and |  | and set |  |  | only
| Emergency lighting fittings : - | [9 empty] | fix | [12 empty] | clear |  | aside for
| away | [24 empty] | re-use
| A | [22 empty] | B |  | C |  |  | D
| Each |  |  | $ | [19 empty] | $ |  | $ |  |  | $
27797 | 27797 | Centrally supplied emergency lighting unit 5W - 40W, to BS EN 60598-2-22 (without
battery) c/w heat resistant cable, conduits, all necessary accessories and connection to
| central control panel ............................................................................................................................................................... | [19 empty] | 622.59 |  |  | 49.59 |  |  | 57.12 |  | 210.18 |  | 27797 |  |  | 27797 | 622.59 49.59 57.12 210.18 | 622.59 | 49.59 | 57.12 | 210.18 | 622.59 | 49.59 | 57.12 | 210.18
27798 | 27798 | Emergency luminaire, 10W, 12V, to BS EN60598-2-22 c/w heat resistant cable, conduits,
| all necessary accessories and connection to central control panel ........................................................................................ | [19 empty] | 662.33 |  |  | 49.59 |  |  | 57.12 |  | 210.18 |  | 27798 |  |  | 27798 | 662.33 49.59 57.12 210.18 | 662.33 | 49.59 | 57.12 | 210.18 | 662.33 | 49.59 | 57.12 | 210.18
Self-contained emergency lighting unit, weather and vandal resistant c/w NiMH
battery, charger, automatic changeover device and all necessary accessories : -
Each
27799 | 27799 | Luminaire 28W, 2D, with 2 hours battery operating capacity............................................................................................... | [18 empty] | 817.42 |  |  | 51.75 |  |  | 60.36 |  | 219.88 |  | 27799 |  |  | 27799 | 817.42 51.75 60.36 219.88 | 817.42 | 51.75 | 60.36 | 219.88 | 817.42 | 51.75 | 60.36 | 219.88
27800 | 27800 | T8 fluorescent lamp with 2 hours battery operating capacity, electronic ballast, 18/ 36/ 54 W........................................... | [18 empty] | - |  |  | 51.75 |  |  | 60.36 |  | 219.88 |  | 27800 |  |  | 27800 | - 51.75 60.36 219.88 | #VALUE! | 51.75 | 60.36 | 219.88 | - | 51.75 | 60.36 | 219.88
27801 | 27801 | T5 fluorescent lamp with 2 hours battery operating capacity, electronic ballast, 14W......................................................... | [18 empty] | 817.17 |  |  | 51.75 |  |  | 60.36 |  | 219.88 |  | 27801 |  |  | 27801 | 817.17 51.75 60.36 219.88 | 817.17 | 51.75 | 60.36 | 219.88 | 817.17 | 51.75 | 60.36 | 219.88
27802 | 27802 | Ditto, 28W............................................................................................................................................................................... | [18 empty] | 916.53 |  |  | 51.75 |  |  | 60.36 |  | 219.88 |  | 27802 |  |  | 27802 | 916.53 51.75 60.36 219.88 | 916.53 | 51.75 | 60.36 | 219.88 | 916.53 | 51.75 | 60.36 | 219.88
27803 | 27803 | Ditto, 35W............................................................................................................................................................................... | [18 empty] | 1,018.72 |  |  | 51.75 |  |  | 60.36 |  | 219.88 |  | 27803 |  |  | 27803 | 1,018.72 51.75 60.36 219.88 | 1018.72 | 51.75 | 60.36 | 219.88 | 1018.72 | 51.75 | 60.36 | 219.88
27804 | 27804 | Ditto, 49W............................................................................................................................................................................... | [18 empty] | 1,157.48 |  |  | 51.75 |  |  | 60.36 |  | 219.88 |  | 27804 |  |  | 27804 | 1,157.48 51.75 60.36 219.88 | 1157.48 | 51.75 | 60.36 | 219.88 | 1157.48 | 51.75 | 60.36 | 219.88
27805 | 27805 | Ditto, 54W............................................................................................................................................................................... | [18 empty] | 1,377.64 |  |  | 51.75 |  |  | 60.36 |  | 219.88 |  | 27805 |  |  | 27805 | 1,377.64 51.75 60.36 219.88 | 1377.64 | 51.75 | 60.36 | 219.88 | 1377.64 | 51.75 | 60.36 | 219.88
27/64
27 | 27 | ELECTRICAL INSTALLATION - LIGHTING SYSTEM AND FIXTURES | [18 empty] | 27
| Item | Item
| EMERGENCY LIGHTING (CONT'D) | [11 empty] | Take | [12 empty] | Take
| Supply | [22 empty] | down |  | down |  |  | Fix
| and | [22 empty] | and |  | and set |  |  | only
| Self-contained emergency lighting unit c/w NiMH battery, charger, automatic | [16 empty] | fix | [5 empty] | clear |  | aside for
| changeover device and all necessary accessories : - | [12 empty] | away | [11 empty] | re-use
| A | [22 empty] | B |  | C |  |  | D
| Each |  |  | $ | [19 empty] | $ |  | $ |  |  | $
27806 | 27806 | Non-maintained type 6V, 10W tungsten halogen recessed emergency luminaries with a red
LED to indicate lamp filament failure c/w nickel-metal hydride emergency power pack and
| silver aluminum reflector of 112 mm diameter...................................................................................................................... | [19 empty] | - |  |  | 24.06 |  |  | 29.58 |  | 81.50 |  | 27806 |  |  | 27806 | - 24.06 29.58 81.50 | #VALUE! | 24.06 | 29.58 | 81.5 | - | 24.06 | 29.58 | 81.5
27807 | 27807 | Non-maintained type 12V, 2 x 2W LED Light source, recessed ceiling mounted type
emergency luminaries with Green/ Red/ Yellow LED to indicate main on/ charging/ fault
| signal, c/w 2-hour NiMH emergency power pack.................................................................................................................. | [19 empty] | 1,702.65 |  |  | 31.05 |  |  | 41.57 |  | 162.19 |  | 27807 |  |  | 27807 | 1,702.65 31.05 41.57 162.19 | 1702.65 | 31.05 | 41.57 | 162.19 | 1702.65 | 31.05 | 41.57 | 162.19
27808 | 27808 | Non-maintained type 12V, 2 x 2W LED Light source, wall mounted type emergency
luminaries with Green/ Red/ Yellow LED to indicate main on/ charging/ fault signal,
| c/w 2-hour NiMH emergency power pack.............................................................................................................................. | [19 empty] | 1,596.20 |  |  | 28.94 |  |  | 37.78 |  | 148.85 |  | 27808 |  |  | 27808 | 1,596.20 28.94 37.78 148.85 | 1596.2 | 28.94 | 37.78 | 148.85 | 1596.2 | 28.94 | 37.78 | 148.85
27809 | 27809 | Non-maintained type 12V, 3W LED Light source, recessed ceiling mounted type
emergency luminaries with Green/ Red/ Yellow LED to indicate main on/ charging/ fault
| signal c/w 2-hour NiMH emergency power pack................................................................................................................... | [19 empty] | 972.59 |  |  | 31.05 |  |  | 41.57 |  | 162.19 |  | 27809 |  |  | 27809 | 972.59 31.05 41.57 162.19 | 972.59 | 31.05 | 41.57 | 162.19 | 972.59 | 31.05 | 41.57 | 162.19
27810 | 27810 | Non-maintained type 12V, 3W LED Light source, recessed ceiling mounted type
emergency luminaries with Green/ Red/ Yellow LED to indicate main on/ charging/ fault
| signal c/w 3 hours NiMH emergency power pack................................................................................................................. | [19 empty] | 1,091.14 |  |  | 31.05 |  |  | 41.57 |  | 162.19 |  | 27810 |  |  | 27810 | 1,091.14 31.05 41.57 162.19 | 1091.14 | 31.05 | 41.57 | 162.19 | 1091.14 | 31.05 | 41.57 | 162.19
27811 | 27811 | Non-maintained type 12V, 3W LED Light source, wall mounted type emergency
luminaries with Green/ Red/ Yellow LED to indicate main on/ charging/ fault signal,
| c/w 2-hour NiMH emergency power pack.............................................................................................................................. | [19 empty] | 911.78 |  |  | 28.94 |  |  | 37.78 |  | 148.85 |  | 27811 |  |  | 27811 | 911.78 28.94 37.78 148.85 | 911.78 | 28.94 | 37.78 | 148.85 | 911.78 | 28.94 | 37.78 | 148.85
27812 | 27812 | Non-maintained type 12V, 3W LED Light source, wall mounted type emergency
luminaries with Green/ Red/ Yellow LED to indicate main on/ charging/ fault signal,
| c/w 3 hours NiMH emergency power pack............................................................................................................................ | [19 empty] | 917.57 |  |  | 28.94 |  |  | 37.78 |  | 148.85 |  | 27812 |  |  | 27812 | 917.57 28.94 37.78 148.85 | 917.57 | 28.94 | 37.78 | 148.85 | 917.57 | 28.94 | 37.78 | 148.85
27813 | 27813 | Non-maintained type 12V, 2 x 3W LED Light source, recessed ceiling mounted type
emergency luminaries with Green/ Red/ Yellow LED to indicate main on/ charging/ fault
| signal c/w 2-hour NiMH emergency power pack................................................................................................................... | [19 empty] | 2,284.23 |  |  | 31.05 |  |  | 41.57 |  | 162.19 |  | 27813 |  |  | 27813 | 2,284.23 31.05 41.57 162.19 | 2284.23 | 31.05 | 41.57 | 162.19 | 2284.23 | 31.05 | 41.57 | 162.19
27814 | 27814 | Non-maintained type 12V, 2 x 3W LED Light source, recessed ceiling mounted type
emergency luminaries with Green/ Red/ Yellow LED to indicate main on/ charging/ fault
| signal c/w 3 hours NiMH emergency power pack................................................................................................................. | [19 empty] | 2,562.64 |  |  | 31.05 |  |  | 41.57 |  | 162.19 |  | 27814 |  |  | 27814 | 2,562.64 31.05 41.57 162.19 | 2562.64 | 31.05 | 41.57 | 162.19 | 2562.64 | 31.05 | 41.57 | 162.19
27815 | 27815 | Non-maintained type 12V, 2 x 3W LED Light source, wall mounted type emergency
luminaries with Green/ Red/ Yellow LED to indicate main on/ charging/ fault signal,
| c/w 2-hour NiMH emergency power pack.............................................................................................................................. | [19 empty] | 2,141.42 |  |  | 28.94 |  |  | 37.78 |  | 148.85 |  | 27815 |  |  | 27815 | 2,141.42 28.94 37.78 148.85 | 2141.42 | 28.94 | 37.78 | 148.85 | 2141.42 | 28.94 | 37.78 | 148.85
27816 | 27816 | Non-maintained type 12V, 2 x 3W LED Light source, wall mounted type emergency
luminaries with Green/ Red/ Yellow LED to indicate main on/ charging/ fault signal,
| c/w 3 hours NiMH emergency power pack............................................................................................................................ | [19 empty] | 2,417.67 |  |  | 28.94 |  |  | 37.78 |  | 148.85 |  | 27816 |  |  | 27816 | 2,417.67 28.94 37.78 148.85 | 2417.67 | 28.94 | 37.78 | 148.85 | 2417.67 | 28.94 | 37.78 | 148.85
27817 | 27817 | Modification of the luminaire for connection to the central control panel and centrally
supplied emergency lighting point including power supply and control cable installed inside
| flexible conduit....................................................................................................................................................................... | [19 empty] | 307.27 |  |  | - |  |  | - |  | - |  | 27817 |  |  | 27817 | 307.27 - - - | 307.27 | #VALUE! | #VALUE! | #VALUE! | 307.27 | - | - | -
27/65
27 | 27 | ELECTRICAL INSTALLATION - LIGHTING SYSTEM AND FIXTURES | [18 empty] | 27
| Item | Item
| EMERGENCY LIGHTING (CONT'D) | [11 empty] | Take | [12 empty] | Take
| Supply | [22 empty] | down |  | down |  |  | Fix
| and | [22 empty] | and |  | and set |  |  | only
| NiMH battery and charger kit for self-contained emergency luminaire : - | [16 empty] | fix | [5 empty] | clear |  | aside for
| away | [24 empty] | re-use
| A | [22 empty] | B |  | C |  |  | D
| Each |  |  | $ | [19 empty] | $ |  | $ |  |  | $
27818 | 27818 | Charger kit installed inside surface mounted luminaire including necessary modification for
| the addition of the kit.............................................................................................................................................................. | [19 empty] | 284.13 |  |  | 11.43 |  |  | 12.02 |  | 70.06 |  | 27818 |  |  | 27818 | 284.13 11.43 12.02 70.06 | 284.13 | 11.43 | 12.02 | 70.06 | 284.13 | 11.43 | 12.02 | 70.06
27819 | 27819 | Charger kit installed inside recessed mounted luminaire including necessary modification for
| the addition of the kit.............................................................................................................................................................. | [19 empty] | 282.77 |  |  | 11.43 |  |  | 12.02 |  | 70.06 |  | 27819 |  |  | 27819 | 282.77 11.43 12.02 70.06 | 282.77 | 11.43 | 12.02 | 70.06 | 282.77 | 11.43 | 12.02 | 70.06
27820 | 27820 | Charger kit installed inside a metal box mounted next to and connected to the recessed
| mounted luminaire including necessary modification for the addition of the kit.................................................................. | [19 empty] | 487.71 |  |  | 11.43 |  |  | 12.02 |  | 70.06 |  | 27820 |  |  | 27820 | 487.71 11.43 12.02 70.06 | 487.71 | 11.43 | 12.02 | 70.06 | 487.71 | 11.43 | 12.02 | 70.06
27/66
27 | 27 | ELECTRICAL INSTALLATION - LIGHTING SYSTEM AND FIXTURES | [18 empty] | 27
| Item | Item
LED LIGHT STRIPS
| Take | [24 empty] | Take
| Supply | [22 empty] | down |  | down |  |  | Fix
| Surface mounted flexible LED light strips; LED mounted on printed circuit board, | [17 empty] | and |  |  |  |  | and |  | and set |  |  | only
| complete with power input cables, power lead connectors, strip to strip connectors, | [17 empty] | fix |  |  |  |  | clear |  | aside for
| corner connectors, self adhesive backing, etc. : - | [11 empty] | away | [12 empty] | re-use
| A | [22 empty] | B |  | C |  |  | D
| Per linear metre |  |  |  |  | $ | [17 empty] | $ |  | $ |  |  | $
27821 | 27821 | Single colour flexible LED light strips; 12V DC; 4 to 8W/ m............................................................................................... | [18 empty] | 131.59 |  |  | 7.34 |  |  | 8.81 |  | 11.73 |  | 27821 |  |  | 27821 | 131.59 7.34 8.81 11.73 | 131.59 | 7.34 | 8.81 | 11.73 | 131.59 | 7.34 | 8.81 | 11.73
27822 | 27822 | Single colour flexible LED light strips; 12V DC; 8 to 12W/ m............................................................................................. | [18 empty] | 150.90 |  |  | 7.34 |  |  | 8.81 |  | 11.73 |  | 27822 |  |  | 27822 | 150.90 7.34 8.81 11.73 | 150.9 | 7.34 | 8.81 | 11.73 | 150.9 | 7.34 | 8.81 | 11.73
27823 | 27823 | Single colour flexible LED light strips; 12V DC; 12 to 16W/ m........................................................................................... | [18 empty] | 171.55 |  |  | 7.34 |  |  | 8.81 |  | 11.73 |  | 27823 |  |  | 27823 | 171.55 7.34 8.81 11.73 | 171.55 | 7.34 | 8.81 | 11.73 | 171.55 | 7.34 | 8.81 | 11.73
27824 | 27824 | Single colour flexible LED light strips; 12V DC; 4 to 8W/ m; IP68..................................................................................... | [18 empty] | 173.35 |  |  | 7.34 |  |  | 8.81 |  | 11.73 |  | 27824 |  |  | 27824 | 173.35 7.34 8.81 11.73 | 173.35 | 7.34 | 8.81 | 11.73 | 173.35 | 7.34 | 8.81 | 11.73
27825 | 27825 | Single colour flexible LED light strips; 12V DC; 8 to 12W/ m; IP68................................................................................... | [18 empty] | 192.65 |  |  | 7.34 |  |  | 8.81 |  | 11.73 |  | 27825 |  |  | 27825 | 192.65 7.34 8.81 11.73 | 192.65 | 7.34 | 8.81 | 11.73 | 192.65 | 7.34 | 8.81 | 11.73
27826 | 27826 | Single colour flexible LED light strips; 12V DC; 12 to 16W/ m; IP68................................................................................. | [18 empty] | 213.32 |  |  | 7.34 |  |  | 8.81 |  | 11.73 |  | 27826 |  |  | 27826 | 213.32 7.34 8.81 11.73 | 213.32 | 7.34 | 8.81 | 11.73 | 213.32 | 7.34 | 8.81 | 11.73
LED driver power supply c/w metal/ PVC casing : -
Each
27827 | 27827 | 12W; 12V................................................................................................................................................................................ | [18 empty] | 193.77 |  |  | 14.67 |  |  | 17.60 |  | 23.47 |  | 27827 |  |  | 27827 | 193.77 14.67 17.60 23.47 | 193.77 | 14.67 | 17.6 | 23.47 | 193.77 | 14.67 | 17.6 | 23.47
27828 | 27828 | 18W; 12V................................................................................................................................................................................ | [18 empty] | 202.09 |  |  | 14.67 |  |  | 17.60 |  | 23.47 |  | 27828 |  |  | 27828 | 202.09 14.67 17.60 23.47 | 202.09 | 14.67 | 17.6 | 23.47 | 202.09 | 14.67 | 17.6 | 23.47
27829 | 27829 | 36W; 12V................................................................................................................................................................................ | [18 empty] | 240.49 |  |  | 14.67 |  |  | 17.60 |  | 23.47 |  | 27829 |  |  | 27829 | 240.49 14.67 17.60 23.47 | 240.49 | 14.67 | 17.6 | 23.47 | 240.49 | 14.67 | 17.6 | 23.47
27830 | 27830 | 60W; 12V................................................................................................................................................................................ | [18 empty] | 255.75 |  |  | 14.67 |  |  | 17.60 |  | 23.47 |  | 27830 |  |  | 27830 | 255.75 14.67 17.60 23.47 | 255.75 | 14.67 | 17.6 | 23.47 | 255.75 | 14.67 | 17.6 | 23.47
27831 | 27831 | 100W; 12V.............................................................................................................................................................................. | [18 empty] | 443.69 |  |  | 14.67 |  |  | 17.60 |  | 23.47 |  | 27831 |  |  | 27831 | 443.69 14.67 17.60 23.47 | 443.69 | 14.67 | 17.6 | 23.47 | 443.69 | 14.67 | 17.6 | 23.47
27832 | 27832 | 150W; 12V.............................................................................................................................................................................. | [18 empty] | 465.92 |  |  | 14.67 |  |  | 17.60 |  | 23.47 |  | 27832 |  |  | 27832 | 465.92 14.67 17.60 23.47 | 465.92 | 14.67 | 17.6 | 23.47 | 465.92 | 14.67 | 17.6 | 23.47
27833 | 27833 | 240W; 12V.............................................................................................................................................................................. | [18 empty] | 720.79 |  |  | 14.67 |  |  | 17.60 |  | 23.47 |  | 27833 |  |  | 27833 | 720.79 14.67 17.60 23.47 | 720.79 | 14.67 | 17.6 | 23.47 | 720.79 | 14.67 | 17.6 | 23.47
27834 | 27834 | 320W; 12V.............................................................................................................................................................................. | [18 empty] | 756.70 |  |  | 14.67 |  |  | 17.60 |  | 23.47 |  | 27834 |  |  | 27834 | 756.70 14.67 17.60 23.47 | 756.7 | 14.67 | 17.6 | 23.47 | 756.7 | 14.67 | 17.6 | 23.47
27835 | 27835 | 18W; 12V; IP67...................................................................................................................................................................... | [18 empty] | 194.44 |  |  | 14.67 |  |  | 17.60 |  | 23.47 |  | 27835 |  |  | 27835 | 194.44 14.67 17.60 23.47 | 194.44 | 14.67 | 17.6 | 23.47 | 194.44 | 14.67 | 17.6 | 23.47
27836 | 27836 | 36W; 12V; IP67...................................................................................................................................................................... | [18 empty] | 245.65 |  |  | 14.67 |  |  | 17.60 |  | 23.47 |  | 27836 |  |  | 27836 | 245.65 14.67 17.60 23.47 | 245.65 | 14.67 | 17.6 | 23.47 | 245.65 | 14.67 | 17.6 | 23.47
27837 | 27837 | 60W; 12V; IP67...................................................................................................................................................................... | [18 empty] | 257.78 |  |  | 14.67 |  |  | 17.60 |  | 23.47 |  | 27837 |  |  | 27837 | 257.78 14.67 17.60 23.47 | 257.78 | 14.67 | 17.6 | 23.47 | 257.78 | 14.67 | 17.6 | 23.47
27838 | 27838 | 100W; 12V; IP67.................................................................................................................................................................... | [18 empty] | 463.90 |  |  | 14.67 |  |  | 17.60 |  | 23.47 |  | 27838 |  |  | 27838 | 463.90 14.67 17.60 23.47 | 463.9 | 14.67 | 17.6 | 23.47 | 463.9 | 14.67 | 17.6 | 23.47
27839 | 27839 | 150W; 12V; IP67.................................................................................................................................................................... | [18 empty] | 502.98 |  |  | 14.67 |  |  | 17.60 |  | 23.47 |  | 27839 |  |  | 27839 | 502.98 14.67 17.60 23.47 | 502.98 | 14.67 | 17.6 | 23.47 | 502.98 | 14.67 | 17.6 | 23.47
27840 | 27840 | 240W; 12V; IP67.................................................................................................................................................................... | [18 empty] | 752.11 |  |  | 14.67 |  |  | 17.60 |  | 23.47 |  | 27840 |  |  | 27840 | 752.11 14.67 17.60 23.47 | 752.11 | 14.67 | 17.6 | 23.47 | 752.11 | 14.67 | 17.6 | 23.47
27/67
27 | 27 | ELECTRICAL INSTALLATION - LIGHTING SYSTEM AND FIXTURES | [18 empty] | 27
| Item | Item
SIMPLIFIED ITEMS
| Take | [24 empty] | Take
| Section 1 : Installation by galvanized steel surface conduit system/ concealed | [16 empty] | Supply | [5 empty] | down |  | down |  |  | Fix
| conduit system |  |  |  |  | and | [17 empty] | and |  | and set |  |  | only
| fix | [22 empty] | clear |  | aside for
| away | [24 empty] | re-use
Lighting point/ occupancy sensor point/ motion detector point : -
| A | [22 empty] | B |  | C |  |  | D
| Each |  |  | $ | [19 empty] | $ |  | $ |  |  | $
27841 | 27841 | Lighting point/ occupancy sensor point/ motion detector point c/w trunking, conduits, boxes,
PVC cables and all necessary accessories, same rate as (supply & fix) rate will be made even
if there is no provision of new concealed conduit facilities, but the rate shall further include
| the taking down and clearing away of existing cables........................................................................................................... | [19 empty] | 395.46 |  |  | 102.70 |  |  | - |  | - |  | 27841 |  |  | 27841 | 395.46 102.70 - - | 395.46 | 102.7 | #VALUE! | #VALUE! | 395.46 | 102.7 | - | -
27842 | 27842 | Lighting point/ occupancy sensor point/ motion detector point c/w trunking, conduits, boxes,
OHLS cables and all necessary accessories, same rate as (supply & fix) rate will be made even
if there is no provision of new concealed conduit facilities, but the rate shall further include
| the taking down and clearing away of existing cables........................................................................................................... | [19 empty] | 407.88 |  |  | 102.70 |  |  | - |  | - |  | 27842 |  |  | 27842 | 407.88 102.70 - - | 407.88 | 102.7 | #VALUE! | #VALUE! | 407.88 | 102.7 | - | -
Add 8% to either of Items 27837 to 27838 inclusive for provision of circuit protective
conductor to MCB board in full length of conduit, another 8% for provision of additional
cable to feed maintained light point and again another 8% for provision of additional
cable to feed reasonable & separate control of a twin/ triplet light fitting.
Lighting switch point : -
Each
27843 | 27843 | Lighting switch point c/w trunking, conduits, boxes, PVC cables and all necessary accessories,
same rate as (supply & fix) rate will be made even if there is no provision of new concealed
conduit facilities, but the rate shall further include the taking down and clearing away of
| existing cables......................................................................................................................................................................... | [19 empty] | 202.42 |  |  | 50.60 |  |  | - |  | - |  | 27843 |  |  | 27843 | 202.42 50.60 - - | 202.42 | 50.6 | #VALUE! | #VALUE! | 202.42 | 50.6 | - | -
27844 | 27844 | Lighting switch point c/w trunking, conduits, boxes, OHLS cables and all necessary accessories,
same rate as (supply & fix) rate will be made even if there is no provision of new concealed
conduit facilities, but the rate shall further include the taking down and clearing away of
| existing cables......................................................................................................................................................................... | [19 empty] | 232.37 |  |  | 55.77 |  |  | - |  | - |  | 27844 |  |  | 27844 | 232.37 55.77 - - | 232.37 | 55.77 | #VALUE! | #VALUE! | 232.37 | 55.77 | - | -
27/68
27 | 27 | ELECTRICAL INSTALLATION - LIGHTING SYSTEM AND FIXTURES | [18 empty] | 27
| Item | Item
SIMPLIFIED ITEMS (CONT'D)
| Take | [24 empty] | Take
| Supply | [22 empty] | down |  | down |  |  | Fix
| Section 2 : Installation by PVC surface conduit system | [13 empty] | and | [8 empty] | and |  | and set |  |  | only
| fix | [22 empty] | clear |  | aside for
| away | [24 empty] | re-use
Lighting point/ occupancy sensor point/ motion detector point : -
| A | [22 empty] | B |  | C |  |  | D
| Each |  |  | $ | [19 empty] | $ |  | $ |  |  | $
27845 | 27845 | Lighting point/ occupancy sensor point/ motion detector point c/w trunking, conduits,
| boxes, PVC cables, circuit protective conductor and all necessary accessories.................................................................... | [19 empty] | 297.02 |  |  | 74.00 |  |  | - |  | - |  | 27845 |  |  | 27845 | 297.02 74.00 - - | 297.02 | 74 | #VALUE! | #VALUE! | 297.02 | 74 | - | -
Add 8% to Item 27841 for provision of additional cable to feed reasonable & separate
control of a twin/ triplet light fitting
Lighting switch point : -
Each
27846 | 27846 | Lighting switch point c/w trunking, conduits, boxes, PVC cables and all necessary accessories ....................................... | [18 empty] | 136.94 |  |  | 32.86 |  |  | - |  | - |  | 27846 |  |  | 27846 | 136.94 32.86 - - | 136.94 | 32.86 | #VALUE! | #VALUE! | 136.94 | 32.86 | - | -
Section 3 : Installation by surface wiring system
Lighting point : -
Each
27847 | 27847 | Lighting point c/w PVC/ PVC cables, circuit protective conductor,
| boxes and all necessary accessories........................................................................................................................................ | [19 empty] | 207.29 |  |  | 32.74 |  |  | - |  | - |  | 27847 |  |  | 27847 | 207.29 32.74 - - | 207.29 | 32.74 | #VALUE! | #VALUE! | 207.29 | 32.74 | - | -
Add 8% to item 27843 for provision of additional cable to feed reasonable & separate control
of a twin/ triplet light fitting
Lighting switch point : -
Each
27848 | 27848 | Lighting switch point c/w PVC/ PVC cables, circuit protective conductor, boxes and all
| necessary accessories.............................................................................................................................................................. | [19 empty] | 78.71 |  |  | 11.80 |  |  | - |  | - |  | 27848 |  |  | 27848 | 78.71 11.80 - - | 78.71 | 11.8 | #VALUE! | #VALUE! | 78.71 | 11.8 | - | -
27/69
Section 28
ELECTRICAL INSTALLATION -
SMALL POWER DISTRIBUTION
28 | 28 | ELECTRICAL INSTALLATION - SMALL POWER DISTRIBUTION | [18 empty] | 28
| Item | Item
| KWH METERS AND BOXES | [9 empty] | Take | [14 empty] | Take
| Supply | [22 empty] | down |  | down |  |  | Fix
| and | [22 empty] | and |  | and set |  |  | only
| KWH Meter : - |  |  |  |  | fix | [17 empty] | clear |  | aside for
| away | [24 empty] | re-use
| A | [22 empty] | B |  | C |  |  | D
| Each |  |  | $ | [19 empty] | $ |  | $ |  |  | $
28001 | 28001 | 63A single-phase meter........................................................................................................................................................... | [18 empty] | 694.85 |  |  | 15.36 |  |  | 20.01 |  | 59.58 |  | 28001 |  |  | 28001 | 694.85 15.36 20.01 59.58 | 694.85 | 15.36 | 20.01 | 59.58 | 694.85 | 15.36 | 20.01 | 59.58
28002 | 28002 | 80A ditto.................................................................................................................................................................................. | [18 empty] | 703.57 |  |  | 15.36 |  |  | 20.01 |  | 59.58 |  | 28002 |  |  | 28002 | 703.57 15.36 20.01 59.58 | 703.57 | 15.36 | 20.01 | 59.58 | 703.57 | 15.36 | 20.01 | 59.58
28003 | 28003 | 100A ditto................................................................................................................................................................................ | [18 empty] | 854.50 |  |  | 15.36 |  |  | 20.01 |  | 59.58 |  | 28003 |  |  | 28003 | 854.50 15.36 20.01 59.58 | 854.5 | 15.36 | 20.01 | 59.58 | 854.5 | 15.36 | 20.01 | 59.58
28004 | 28004 | 63A/ 100A three-phase (4-wire) whole current meter........................................................................................................... | [18 empty] | 1,415.57 |  |  | 19.27 |  |  | 23.92 |  | 74.82 |  | 28004 |  |  | 28004 | 1,415.57 19.27 23.92 74.82 | 1415.57 | 19.27 | 23.92 | 74.82 | 1415.57 | 19.27 | 23.92 | 74.82
28005 | 28005 | 200A to 2000A current transformers operated meter
| (current transformers to be measured separately)................................................................................................................... | [19 empty] | 1,415.57 |  |  | 19.27 |  |  | 23.92 |  | 74.82 |  | 28005 |  |  | 28005 | 1,415.57 19.27 23.92 74.82 | 1415.57 | 19.27 | 23.92 | 74.82 | 1415.57 | 19.27 | 23.92 | 74.82
Metal boxes for above KWH meters, approved type : -
Each
28006 | 28006 | Up to 100A single-phase......................................................................................................................................................... | [18 empty] | 184.57 |  |  | 12.09 |  |  | 15.36 |  | 48.15 |  | 28006 |  |  | 28006 | 184.57 12.09 15.36 48.15 | 184.57 | 12.09 | 15.36 | 48.15 | 184.57 | 12.09 | 15.36 | 48.15
28007 | 28007 | Up to 2000A three-phase........................................................................................................................................................ | [18 empty] | 184.57 |  |  | 12.09 |  |  | 15.36 |  | 48.15 |  | 28007 |  |  | 28007 | 184.57 12.09 15.36 48.15 | 184.57 | 12.09 | 15.36 | 48.15 | 184.57 | 12.09 | 15.36 | 48.15
28008 | 28008 | Metal box for 4 nos. current transformers.............................................................................................................................. | [18 empty] | 196.67 |  |  | 15.36 |  |  | 20.01 |  | 60.00 |  | 28008 |  |  | 28008 | 196.67 15.36 20.01 60.00 | 196.67 | 15.36 | 20.01 | 60 | 196.67 | 15.36 | 20.01 | 60
Measuring Current Transformer : -
Each
28009 | 28009 | 100/ 5A ratio........................................................................................................................................................................... | [18 empty] | 184.87 |  |  | 14.71 |  |  | 18.72 |  | 57.84 |  | 28009 |  |  | 28009 | 184.87 14.71 18.72 57.84 | 184.87 | 14.71 | 18.72 | 57.84 | 184.87 | 14.71 | 18.72 | 57.84
28010 | 28010 | 200/ 5A ratio........................................................................................................................................................................... | [18 empty] | 193.58 |  |  | 14.71 |  |  | 18.72 |  | 57.84 |  | 28010 |  |  | 28010 | 193.58 14.71 18.72 57.84 | 193.58 | 14.71 | 18.72 | 57.84 | 193.58 | 14.71 | 18.72 | 57.84
28011 | 28011 | 400/ 5A ratio........................................................................................................................................................................... | [18 empty] | 283.86 |  |  | 14.71 |  |  | 18.72 |  | 57.84 |  | 28011 |  |  | 28011 | 283.86 14.71 18.72 57.84 | 283.86 | 14.71 | 18.72 | 57.84 | 283.86 | 14.71 | 18.72 | 57.84
28012 | 28012 | 500/ 5A ratio........................................................................................................................................................................... | [18 empty] | 288.91 |  |  | 14.71 |  |  | 18.72 |  | 57.84 |  | 28012 |  |  | 28012 | 288.91 14.71 18.72 57.84 | 288.91 | 14.71 | 18.72 | 57.84 | 288.91 | 14.71 | 18.72 | 57.84
28013 | 28013 | 600/ 5A ratio........................................................................................................................................................................... | [18 empty] | 292.16 |  |  | 14.71 |  |  | 18.72 |  | 57.84 |  | 28013 |  |  | 28013 | 292.16 14.71 18.72 57.84 | 292.16 | 14.71 | 18.72 | 57.84 | 292.16 | 14.71 | 18.72 | 57.84
28014 | 28014 | 1000/ 5A ratio......................................................................................................................................................................... | [18 empty] | 302.74 |  |  | 14.71 |  |  | 18.72 |  | 57.84 |  | 28014 |  |  | 28014 | 302.74 14.71 18.72 57.84 | 302.74 | 14.71 | 18.72 | 57.84 | 302.74 | 14.71 | 18.72 | 57.84
28015 | 28015 | 2000/ 5A ratio......................................................................................................................................................................... | [18 empty] | 429.31 |  |  | 14.71 |  |  | 18.72 |  | 57.84 |  | 28015 |  |  | 28015 | 429.31 14.71 18.72 57.84 | 429.31 | 14.71 | 18.72 | 57.84 | 429.31 | 14.71 | 18.72 | 57.84
42763 | 28/1
28 | 28 | ELECTRICAL INSTALLATION - SMALL POWER DISTRIBUTION | [18 empty] | 28
| Item | Item
| KWH METERS AND BOXES (CONT'D) | [12 empty] | Take | [11 empty] | Take
| Supply | [22 empty] | down |  | down |  |  | Fix
| and | [22 empty] | and |  | and set |  |  | only
| Measuring Current Transformer (Split Type) : - | [11 empty] | fix | [10 empty] | clear |  | aside for
| away | [24 empty] | re-use
| A | [22 empty] | B |  | C |  |  | D
| Each |  |  | $ | [19 empty] | $ |  | $ |  |  | $
28016 | 28016 | 100 or 200/ 5A........................................................................................................................................................................ | [18 empty] | 845.07 |  |  | 14.74 |  |  | 18.76 |  | 57.96 |  | 28016 |  |  | 28016 | 845.07 14.74 18.76 57.96 | 845.07 | 14.74 | 18.76 | 57.96 | 845.07 | 14.74 | 18.76 | 57.96
28017 | 28017 | 400 or 500/ 5A........................................................................................................................................................................ | [18 empty] | 877.97 |  |  | 14.74 |  |  | 18.76 |  | 57.96 |  | 28017 |  |  | 28017 | 877.97 14.74 18.76 57.96 | 877.97 | 14.74 | 18.76 | 57.96 | 877.97 | 14.74 | 18.76 | 57.96
28018 | 28018 | 600/ 5A.................................................................................................................................................................................... | [18 empty] | 882.06 |  |  | 14.74 |  |  | 18.76 |  | 57.96 |  | 28018 |  |  | 28018 | 882.06 14.74 18.76 57.96 | 882.06 | 14.74 | 18.76 | 57.96 | 882.06 | 14.74 | 18.76 | 57.96
28019 | 28019 | 1000/ 5A.................................................................................................................................................................................. | [18 empty] | 981.88 |  |  | 14.74 |  |  | 18.76 |  | 57.96 |  | 28019 |  |  | 28019 | 981.88 14.74 18.76 57.96 | 981.88 | 14.74 | 18.76 | 57.96 | 981.88 | 14.74 | 18.76 | 57.96
28020 | 28020 | 2000/ 5A.................................................................................................................................................................................. | [18 empty] | 1,876.70 |  |  | 14.74 |  |  | 18.76 |  | 57.96 |  | 28020 |  |  | 28020 | 1,876.70 14.74 18.76 57.96 | 1876.7 | 14.74 | 18.76 | 57.96 | 1876.7 | 14.74 | 18.76 | 57.96
Each
28021 | 28021 | 60A neutral link for meter board loop wire............................................................................................................................ | [18 empty] | 92.38 |  |  | 9.12 |  |  | 11.39 |  | 34.95 |  | 28021 |  |  | 28021 | 92.38 9.12 11.39 34.95 | 92.38 | 9.12 | 11.39 | 34.95 | 92.38 | 9.12 | 11.39 | 34.95
MOUNTING BLOCKS
Each
28022 | 28022 | Mounting blocks, solid hardwood, 20 mm thick, 75 mm diameter or 75 x 75 mm
| or 120 x 70 mm ...................................................................................................................................................................... | [19 empty] | 25.64 |  |  | 6.89 |  |  | 8.30 |  | 21.19 |  | 28022 |  |  | 28022 | 25.64 6.89 8.30 21.19 | 25.64 | 6.89 | 8.3 | 21.19 | 25.64 | 6.89 | 8.3 | 21.19
28023 | 28023 | Ditto but 100 mm diameter or 75 x 150 mm.......................................................................................................................... | [18 empty] | 27.58 |  |  | 6.89 |  |  | 8.30 |  | 21.19 |  | 28023 |  |  | 28023 | 27.58 6.89 8.30 21.19 | 27.58 | 6.89 | 8.3 | 21.19 | 27.58 | 6.89 | 8.3 | 21.19
28024 | 28024 | Ditto but 150 mm diameter or 150 x 150 mm........................................................................................................................ | [18 empty] | 35.20 |  |  | 6.89 |  |  | 8.30 |  | 21.19 |  | 28024 |  |  | 28024 | 35.20 6.89 8.30 21.19 | 35.2 | 6.89 | 8.3 | 21.19 | 35.2 | 6.89 | 8.3 | 21.19
28025 | 28025 | Ditto but 250 mm diameter..................................................................................................................................................... | [18 empty] | 52.21 |  |  | 7.98 |  |  | 10.00 |  | 25.54 |  | 28025 |  |  | 28025 | 52.21 7.98 10.00 25.54 | 52.21 | 7.98 | 10 | 25.54 | 52.21 | 7.98 | 10 | 25.54
28026 | 28026 | Ditto but 150 x 250 mm.......................................................................................................................................................... | [18 empty] | 45.63 |  |  | 7.98 |  |  | 10.00 |  | 25.54 |  | 28026 |  |  | 28026 | 45.63 7.98 10.00 25.54 | 45.63 | 7.98 | 10 | 25.54 | 45.63 | 7.98 | 10 | 25.54
28027 | 28027 | Ditto but 180 x 250 mm.......................................................................................................................................................... | [18 empty] | 48.44 |  |  | 7.98 |  |  | 10.00 |  | 25.54 |  | 28027 |  |  | 28027 | 48.44 7.98 10.00 25.54 | 48.44 | 7.98 | 10 | 25.54 | 48.44 | 7.98 | 10 | 25.54
28028 | 28028 | Ditto but 200 x 300 mm.......................................................................................................................................................... | [18 empty] | 52.61 |  |  | 7.98 |  |  | 10.00 |  | 25.54 |  | 28028 |  |  | 28028 | 52.61 7.98 10.00 25.54 | 52.61 | 7.98 | 10 | 25.54 | 52.61 | 7.98 | 10 | 25.54
28029 | 28029 | Ditto but 250 x 300 mm.......................................................................................................................................................... | [18 empty] | 53.50 |  |  | 7.98 |  |  | 10.00 |  | 25.54 |  | 28029 |  |  | 28029 | 53.50 7.98 10.00 25.54 | 53.5 | 7.98 | 10 | 25.54 | 53.5 | 7.98 | 10 | 25.54
28030 | 28030 | Ditto but 150 x 380 mm.......................................................................................................................................................... | [18 empty] | 53.82 |  |  | 7.98 |  |  | 10.00 |  | 25.54 |  | 28030 |  |  | 28030 | 53.82 7.98 10.00 25.54 | 53.82 | 7.98 | 10 | 25.54 | 53.82 | 7.98 | 10 | 25.54
28031 | 28031 | Ditto but 200 x 380 mm.......................................................................................................................................................... | [18 empty] | 55.59 |  |  | 7.98 |  |  | 10.00 |  | 25.54 |  | 28031 |  |  | 28031 | 55.59 7.98 10.00 25.54 | 55.59 | 7.98 | 10 | 25.54 | 55.59 | 7.98 | 10 | 25.54
28032 | 28032 | Ditto but 250 x 380 mm.......................................................................................................................................................... | [18 empty] | 71.85 |  |  | 9.49 |  |  | 11.34 |  | 28.87 |  | 28032 |  |  | 28032 | 71.85 9.49 11.34 28.87 | 71.85 | 9.49 | 11.34 | 28.87 | 71.85 | 9.49 | 11.34 | 28.87
28033 | 28033 | Ditto but 300 x 300 mm.......................................................................................................................................................... | [18 empty] | 72.15 |  |  | 9.49 |  |  | 11.34 |  | 28.87 |  | 28033 |  |  | 28033 | 72.15 9.49 11.34 28.87 | 72.15 | 9.49 | 11.34 | 28.87 | 72.15 | 9.49 | 11.34 | 28.87
28034 | 28034 | Ditto but 300 x 450 mm.......................................................................................................................................................... | [18 empty] | 87.08 |  |  | 9.49 |  |  | 11.34 |  | 28.87 |  | 28034 |  |  | 28034 | 87.08 9.49 11.34 28.87 | 87.08 | 9.49 | 11.34 | 28.87 | 87.08 | 9.49 | 11.34 | 28.87
28035 | 28035 | Ditto but 350 x 400 mm.......................................................................................................................................................... | [18 empty] | 87.26 |  |  | 9.49 |  |  | 11.34 |  | 28.87 |  | 28035 |  |  | 28035 | 87.26 9.49 11.34 28.87 | 87.26 | 9.49 | 11.34 | 28.87 | 87.26 | 9.49 | 11.34 | 28.87
28036 | 28036 | Mounting blocks, solid hardwood, 32 mm thick, 150 mm diameter, centre pack sunk for BESA
| box and conduit entry. ............................................................................................................................................................ | [19 empty] | 101.71 |  |  | 9.49 |  |  | 11.34 |  | 28.87 |  | 28036 |  |  | 28036 | 101.71 9.49 11.34 28.87 | 101.71 | 9.49 | 11.34 | 28.87 | 101.71 | 9.49 | 11.34 | 28.87
28037 | 28037 | Mounting blocks, solid hardwood, 250 mm x 400 mm x 20 mm thick (approved type) for
| bell and indicators, etc. c/w hinged cover over transformer and bell units .......................................................................... | [19 empty] | 199.20 |  |  | 13.11 |  |  | 16.58 |  | 50.45 |  | 28037 |  |  | 28037 | 199.20 13.11 16.58 50.45 | 199.2 | 13.11 | 16.58 | 50.45 | 199.2 | 13.11 | 16.58 | 50.45
28038 | 28038 | Wooden board (approved type) for desk fan fixed to wall..................................................................................................... | [18 empty] | 184.79 |  |  | 20.84 |  |  | 25.96 |  | 79.23 |  | 28038 |  |  | 28038 | 184.79 20.84 25.96 79.23 | 184.79 | 20.84 | 25.96 | 79.23 | 184.79 | 20.84 | 25.96 | 79.23
42794 | 28/2
28 | 28 | ELECTRICAL INSTALLATION - SMALL POWER DISTRIBUTION | [18 empty] | 28
| Item | Item
PLUGS AND SOCKET OUTLETS
| Take | [24 empty] | Take
| Supply | [22 empty] | down |  | down |  |  | Fix
| The rates include for mounting boxes frames and cutting into wall where applicable. | [17 empty] | and |  |  |  |  | and |  | and set |  |  | only
| fix | [22 empty] | clear |  | aside for
| away | [24 empty] | re-use
Plugs only, fused or unfused, bakelite : -
| A | [22 empty] | B |  | C |  |  | D
| Each |  |  | $ | [19 empty] | $ |  | $ |  |  | $
28039 | 28039 | 15A/ 13A, 3 pin....................................................................................................................................................................... | [18 empty] | 22.74 |  |  | 4.46 |  |  | 5.15 |  | 16.05 |  | 28039 |  |  | 28039 | 22.74 4.46 5.15 16.05 | 22.74 | 4.46 | 5.15 | 16.05 | 22.74 | 4.46 | 5.15 | 16.05
28040 | 28040 | 5A, 3 pin.................................................................................................................................................................................. | [18 empty] | 19.87 |  |  | 4.46 |  |  | 5.15 |  | 16.05 |  | 28040 |  |  | 28040 | 19.87 4.46 5.15 16.05 | 19.87 | 4.46 | 5.15 | 16.05 | 19.87 | 4.46 | 5.15 | 16.05
28041 | 28041 | 2A, 3 pin.................................................................................................................................................................................. | [18 empty] | - |  |  | 4.46 |  |  | - |  | - |  | 28041 |  |  | 28041 | - 4.46 - - | #VALUE! | 4.46 | #VALUE! | #VALUE! | - | 4.46 | - | -
28042 | 28042 | Cartridge fuse link to B.S. 1362 (2A to 15A)......................................................................................................................... | [18 empty] | 8.01 |  |  | 1.24 |  |  | 1.53 |  | 4.26 |  | 28042 |  |  | 28042 | 8.01 1.24 1.53 4.26 | 8.01 | 1.24 | 1.53 | 4.26 | 8.01 | 1.24 | 1.53 | 4.26
Plugs only, moulded rubber : -
Each
28043 | 28043 | 15A, 3 pin................................................................................................................................................................................ | [18 empty] | 49.96 |  |  | 4.46 |  |  | 5.15 |  | 16.05 |  | 28043 |  |  | 28043 | 49.96 4.46 5.15 16.05 | 49.96 | 4.46 | 5.15 | 16.05 | 49.96 | 4.46 | 5.15 | 16.05
28044 | 28044 | 13A/ 5A, 3 pin, fused.............................................................................................................................................................. | [18 empty] | 46.10 |  |  | 4.46 |  |  | 5.15 |  | 16.05 |  | 28044 |  |  | 28044 | 46.10 4.46 5.15 16.05 | 46.1 | 4.46 | 5.15 | 16.05 | 46.1 | 4.46 | 5.15 | 16.05
Socket outlets, shuttered type, bakelite : -
Each
28045 | 28045 | 15A, 3 pin................................................................................................................................................................................ | [18 empty] | 53.60 |  |  | 9.91 |  |  | 12.23 |  | 37.40 |  | 28045 |  |  | 28045 | 53.60 9.91 12.23 37.40 | 53.6 | 9.91 | 12.23 | 37.4 | 53.6 | 9.91 | 12.23 | 37.4
28046 | 28046 | 13A, 3 pin................................................................................................................................................................................ | [18 empty] | 52.31 |  |  | 9.91 |  |  | 12.23 |  | 37.40 |  | 28046 |  |  | 28046 | 52.31 9.91 12.23 37.40 | 52.31 | 9.91 | 12.23 | 37.4 | 52.31 | 9.91 | 12.23 | 37.4
28047 | 28047 | 13A, 3 pin, twin....................................................................................................................................................................... | [18 empty] | 67.51 |  |  | 9.91 |  |  | 12.23 |  | 37.40 |  | 28047 |  |  | 28047 | 67.51 9.91 12.23 37.40 | 67.51 | 9.91 | 12.23 | 37.4 | 67.51 | 9.91 | 12.23 | 37.4
28048 | 28048 | 5A, 3 pin.................................................................................................................................................................................. | [18 empty] | 52.16 |  |  | 9.91 |  |  | 12.23 |  | 37.40 |  | 28048 |  |  | 28048 | 52.16 9.91 12.23 37.40 | 52.16 | 9.91 | 12.23 | 37.4 | 52.16 | 9.91 | 12.23 | 37.4
28049 | 28049 | 2A, 3 pin (unshuttered)........................................................................................................................................................... | [18 empty] | - |  |  | 9.91 |  |  | - |  | - |  | 28049 |  |  | 28049 | - 9.91 - - | #VALUE! | 9.91 | #VALUE! | #VALUE! | - | 9.91 | - | -
28050 | 28050 | 13A, 3 pin, socket integrated with 30 mA RCD.................................................................................................................... | [18 empty] | 497.75 |  |  | 10.68 |  |  | 12.84 |  | 41.39 |  | 28050 |  |  | 28050 | 497.75 10.68 12.84 41.39 | 497.75 | 10.68 | 12.84 | 41.39 | 497.75 | 10.68 | 12.84 | 41.39
28051 | 28051 | 13A, 3 pin, twin socket integrated with 30 mA RCD............................................................................................................ | [18 empty] | 622.41 |  |  | 10.68 |  |  | 12.84 |  | 41.39 |  | 28051 |  |  | 28051 | 622.41 10.68 12.84 41.39 | 622.41 | 10.68 | 12.84 | 41.39 | 622.41 | 10.68 | 12.84 | 41.39
42822 | 28/3
28 | 28 | ELECTRICAL INSTALLATION - SMALL POWER DISTRIBUTION | [18 empty] | 28
| Item | Item
PLUGS AND SOCKET OUTLETS (CONT'D)
| Take | [24 empty] | Take
| Supply | [22 empty] | down |  | down |  |  | Fix
| The rates include for mounting boxes frames and cutting into wall where applicable. | [17 empty] | and |  |  |  |  | and |  | and set |  |  | only
| fix | [22 empty] | clear |  | aside for
| away | [24 empty] | re-use
Socket outlet, shuttered type, metalclad : -
| A | [22 empty] | B |  | C |  |  | D
| Each |  |  | $ | [19 empty] | $ |  | $ |  |  | $
28052 | 28052 | 15A, 3 pin................................................................................................................................................................................ | [18 empty] | 148.19 |  |  | 9.85 |  |  | 12.19 |  | 37.23 |  | 28052 |  |  | 28052 | 148.19 9.85 12.19 37.23 | 148.19 | 9.85 | 12.19 | 37.23 | 148.19 | 9.85 | 12.19 | 37.23
28053 | 28053 | 13A, 3 pin................................................................................................................................................................................ | [18 empty] | 133.34 |  |  | 9.85 |  |  | 12.19 |  | 37.23 |  | 28053 |  |  | 28053 | 133.34 9.85 12.19 37.23 | 133.34 | 9.85 | 12.19 | 37.23 | 133.34 | 9.85 | 12.19 | 37.23
28054 | 28054 | 13A, 3 pin, twin....................................................................................................................................................................... | [18 empty] | 170.59 |  |  | 9.85 |  |  | 12.19 |  | 37.23 |  | 28054 |  |  | 28054 | 170.59 9.85 12.19 37.23 | 170.59 | 9.85 | 12.19 | 37.23 | 170.59 | 9.85 | 12.19 | 37.23
28055 | 28055 | 5A, 3 pin.................................................................................................................................................................................. | [18 empty] | 130.74 |  |  | 9.85 |  |  | 12.19 |  | 37.23 |  | 28055 |  |  | 28055 | 130.74 9.85 12.19 37.23 | 130.74 | 9.85 | 12.19 | 37.23 | 130.74 | 9.85 | 12.19 | 37.23
28056 | 28056 | 13A, 3 pin socket with cover plate......................................................................................................................................... | [18 empty] | 161.06 |  |  | 9.85 |  |  | 12.19 |  | 37.23 |  | 28056 |  |  | 28056 | 161.06 9.85 12.19 37.23 | 161.06 | 9.85 | 12.19 | 37.23 | 161.06 | 9.85 | 12.19 | 37.23
28057 | 28057 | 13A, 3 pin twin socket with cover plate................................................................................................................................. | [18 empty] | 210.49 |  |  | 9.85 |  |  | 12.19 |  | 37.23 |  | 28057 |  |  | 28057 | 210.49 9.85 12.19 37.23 | 210.49 | 9.85 | 12.19 | 37.23 | 210.49 | 9.85 | 12.19 | 37.23
28058 | 28058 | 13A, 3 pin, socket integrated with 30 mA RCD.................................................................................................................... | [18 empty] | 625.30 |  |  | 10.65 |  |  | 12.79 |  | 41.20 |  | 28058 |  |  | 28058 | 625.30 10.65 12.79 41.20 | 625.3 | 10.65 | 12.79 | 41.2 | 625.3 | 10.65 | 12.79 | 41.2
28059 | 28059 | 13A, 3 pin, twin socket integrated with 30 mA RCD............................................................................................................ | [18 empty] | 712.85 |  |  | 10.65 |  |  | 12.79 |  | 41.20 |  | 28059 |  |  | 28059 | 712.85 10.65 12.79 41.20 | 712.85 | 10.65 | 12.79 | 41.2 | 712.85 | 10.65 | 12.79 | 41.2
Socket outlet, round type, 50 mm fixing centre with over lapping or non-over
lapping plate : -
Each
28060 | 28060 | 2A, 3 pin.................................................................................................................................................................................. | [18 empty] | - |  |  | 9.85 |  |  | - |  | - |  | 28060 |  |  | 28060 | - 9.85 - - | #VALUE! | 9.85 | #VALUE! | #VALUE! | - | 9.85 | - | -
28061 | 28061 | 5A, 3 pin.................................................................................................................................................................................. | [18 empty] | 154.03 |  |  | 9.85 |  |  | 12.19 |  | 37.23 |  | 28061 |  |  | 28061 | 154.03 9.85 12.19 37.23 | 154.03 | 9.85 | 12.19 | 37.23 | 154.03 | 9.85 | 12.19 | 37.23
Switched-socket outlets with pilot light, shuttered type, bakelite : -
Each
28062 | 28062 | 15A, 3 pin................................................................................................................................................................................ | [18 empty] | 63.39 |  |  | 9.94 |  |  | 12.29 |  | 37.55 |  | 28062 |  |  | 28062 | 63.39 9.94 12.29 37.55 | 63.39 | 9.94 | 12.29 | 37.55 | 63.39 | 9.94 | 12.29 | 37.55
28063 | 28063 | 13A, 3 pin................................................................................................................................................................................ | [18 empty] | 63.13 |  |  | 9.94 |  |  | 12.29 |  | 37.55 |  | 28063 |  |  | 28063 | 63.13 9.94 12.29 37.55 | 63.13 | 9.94 | 12.29 | 37.55 | 63.13 | 9.94 | 12.29 | 37.55
28064 | 28064 | 13A, 3 pin, twin....................................................................................................................................................................... | [18 empty] | 92.83 |  |  | 9.94 |  |  | 12.29 |  | 37.55 |  | 28064 |  |  | 28064 | 92.83 9.94 12.29 37.55 | 92.83 | 9.94 | 12.29 | 37.55 | 92.83 | 9.94 | 12.29 | 37.55
28065 | 28065 | 5A, 3 pin.................................................................................................................................................................................. | [18 empty] | 56.97 |  |  | 9.94 |  |  | 12.29 |  | 37.55 |  | 28065 |  |  | 28065 | 56.97 9.94 12.29 37.55 | 56.97 | 9.94 | 12.29 | 37.55 | 56.97 | 9.94 | 12.29 | 37.55
28066 | 28066 | 13A, 3 pin socket with cover plate......................................................................................................................................... | [18 empty] | 88.71 |  |  | 9.94 |  |  | 12.29 |  | 37.55 |  | 28066 |  |  | 28066 | 88.71 9.94 12.29 37.55 | 88.71 | 9.94 | 12.29 | 37.55 | 88.71 | 9.94 | 12.29 | 37.55
28067 | 28067 | 13A, 3 pin twin socket with cover plate................................................................................................................................. | [18 empty] | 132.02 |  |  | 9.94 |  |  | 12.29 |  | 37.55 |  | 28067 |  |  | 28067 | 132.02 9.94 12.29 37.55 | 132.02 | 9.94 | 12.29 | 37.55 | 132.02 | 9.94 | 12.29 | 37.55
28068 | 28068 | 13A, 3 pin, socket integrated with 30 mA RCD.................................................................................................................... | [18 empty] | 509.11 |  |  | 10.73 |  |  | 12.89 |  | 41.57 |  | 28068 |  |  | 28068 | 509.11 10.73 12.89 41.57 | 509.11 | 10.73 | 12.89 | 41.57 | 509.11 | 10.73 | 12.89 | 41.57
28069 | 28069 | 13A, 3 pin, twin socket integrated with 30 mA RCD............................................................................................................ | [18 empty] | 644.34 |  |  | 10.73 |  |  | 12.89 |  | 41.57 |  | 28069 |  |  | 28069 | 644.34 10.73 12.89 41.57 | 644.34 | 10.73 | 12.89 | 41.57 | 644.34 | 10.73 | 12.89 | 41.57
42853 | 28/4
28 | 28 | ELECTRICAL INSTALLATION - SMALL POWER DISTRIBUTION | [18 empty] | 28
| Item | Item
PLUGS AND SOCKET OUTLETS (CONT'D)
| Take | [24 empty] | Take
| Supply | [22 empty] | down |  | down |  |  | Fix
| The rates include for mounting boxes frames and cutting into wall where applicable. | [17 empty] | and |  |  |  |  | and |  | and set |  |  | only
| fix | [22 empty] | clear |  | aside for
| away | [24 empty] | re-use
Switched-socket outlets with pilot light, shuttered type, metalclad :-
| A | [22 empty] | B |  | C |  |  | D
| Each |  |  | $ | [19 empty] | $ |  | $ |  |  | $
28070 | 28070 | 5A, 3 pin.................................................................................................................................................................................. | [18 empty] | 163.65 |  |  | 9.74 |  |  | 12.03 |  | 36.39 |  | 28070 |  |  | 28070 | 163.65 9.74 12.03 36.39 | 163.65 | 9.74 | 12.03 | 36.39 | 163.65 | 9.74 | 12.03 | 36.39
28071 | 28071 | 15A, 3 pin................................................................................................................................................................................ | [18 empty] | 210.68 |  |  | 9.74 |  |  | 12.03 |  | 36.39 |  | 28071 |  |  | 28071 | 210.68 9.74 12.03 36.39 | 210.68 | 9.74 | 12.03 | 36.39 | 210.68 | 9.74 | 12.03 | 36.39
28072 | 28072 | 13A, 3 pin................................................................................................................................................................................ | [18 empty] | 188.38 |  |  | 9.74 |  |  | 12.03 |  | 36.39 |  | 28072 |  |  | 28072 | 188.38 9.74 12.03 36.39 | 188.38 | 9.74 | 12.03 | 36.39 | 188.38 | 9.74 | 12.03 | 36.39
28073 | 28073 | 13A, 3 pin, twin....................................................................................................................................................................... | [18 empty] | 279.73 |  |  | 9.74 |  |  | 12.03 |  | 36.39 |  | 28073 |  |  | 28073 | 279.73 9.74 12.03 36.39 | 279.73 | 9.74 | 12.03 | 36.39 | 279.73 | 9.74 | 12.03 | 36.39
28074 | 28074 | 13A, with 30 mA RCD........................................................................................................................................................... | [18 empty] | 677.31 |  |  | 10.59 |  |  | 12.68 |  | 40.47 |  | 28074 |  |  | 28074 | 677.31 10.59 12.68 40.47 | 677.31 | 10.59 | 12.68 | 40.47 | 677.31 | 10.59 | 12.68 | 40.47
Switched-socket outlets, shuttered type, bakelite : -
Each
28075 | 28075 | 15A, 3 pin................................................................................................................................................................................ | [18 empty] | 60.94 |  |  | 9.74 |  |  | 12.03 |  | 36.39 |  | 28075 |  |  | 28075 | 60.94 9.74 12.03 36.39 | 60.94 | 9.74 | 12.03 | 36.39 | 60.94 | 9.74 | 12.03 | 36.39
28076 | 28076 | 13A, 3 pin................................................................................................................................................................................ | [18 empty] | 57.56 |  |  | 9.74 |  |  | 12.03 |  | 36.39 |  | 28076 |  |  | 28076 | 57.56 9.74 12.03 36.39 | 57.56 | 9.74 | 12.03 | 36.39 | 57.56 | 9.74 | 12.03 | 36.39
28077 | 28077 | 13A, 3 pin, with 30 mA RCD................................................................................................................................................. | [18 empty] | 489.65 |  |  | 10.59 |  |  | 12.68 |  | 40.47 |  | 28077 |  |  | 28077 | 489.65 10.59 12.68 40.47 | 489.65 | 10.59 | 12.68 | 40.47 | 489.65 | 10.59 | 12.68 | 40.47
28078 | 28078 | 13A, 3 pin, twin....................................................................................................................................................................... | [18 empty] | 78.55 |  |  | 9.74 |  |  | 12.03 |  | 36.39 |  | 28078 |  |  | 28078 | 78.55 9.74 12.03 36.39 | 78.55 | 9.74 | 12.03 | 36.39 | 78.55 | 9.74 | 12.03 | 36.39
28079 | 28079 | Ditto but with 30 mA RCD..................................................................................................................................................... | [18 empty] | 522.15 |  |  | 10.59 |  |  | 12.68 |  | 40.47 |  | 28079 |  |  | 28079 | 522.15 10.59 12.68 40.47 | 522.15 | 10.59 | 12.68 | 40.47 | 522.15 | 10.59 | 12.68 | 40.47
28080 | 28080 | 13A, 3 pin, triple..................................................................................................................................................................... | [18 empty] | 184.49 |  |  | 9.74 |  |  | 12.03 |  | 36.39 |  | 28080 |  |  | 28080 | 184.49 9.74 12.03 36.39 | 184.49 | 9.74 | 12.03 | 36.39 | 184.49 | 9.74 | 12.03 | 36.39
28081 | 28081 | 5A, 3 pin.................................................................................................................................................................................. | [18 empty] | 54.96 |  |  | 9.74 |  |  | 12.03 |  | 36.39 |  | 28081 |  |  | 28081 | 54.96 9.74 12.03 36.39 | 54.96 | 9.74 | 12.03 | 36.39 | 54.96 | 9.74 | 12.03 | 36.39
42883 | 28/5
28 | 28 | ELECTRICAL INSTALLATION - SMALL POWER DISTRIBUTION | [18 empty] | 28
| Item | Item
PLUGS AND SOCKET OUTLETS (CONT'D)
| Take | [24 empty] | Take
| Supply | [22 empty] | down |  | down |  |  | Fix
| The rates include for mounting boxes frames and cutting into wall where applicable. | [17 empty] | and |  |  |  |  | and |  | and set |  |  | only
| fix | [22 empty] | clear |  | aside for
| away | [24 empty] | re-use
Switched-socket outlets, shuttered type, metalclad : -
| A | [22 empty] | B |  | C |  |  | D
| Each |  |  | $ | [19 empty] | $ |  | $ |  |  | $
28082 | 28082 | 15A, 3 pin................................................................................................................................................................................ | [18 empty] | 180.07 |  |  | 9.77 |  |  | 12.07 |  | 36.47 |  | 28082 |  |  | 28082 | 180.07 9.77 12.07 36.47 | 180.07 | 9.77 | 12.07 | 36.47 | 180.07 | 9.77 | 12.07 | 36.47
28083 | 28083 | 13A, 3 pin................................................................................................................................................................................ | [18 empty] | 151.65 |  |  | 9.77 |  |  | 12.07 |  | 36.47 |  | 28083 |  |  | 28083 | 151.65 9.77 12.07 36.47 | 151.65 | 9.77 | 12.07 | 36.47 | 151.65 | 9.77 | 12.07 | 36.47
28084 | 28084 | Ditto but with 30 mA RCD..................................................................................................................................................... | [18 empty] | 607.00 |  |  | 10.61 |  |  | 12.71 |  | 40.56 |  | 28084 |  |  | 28084 | 607.00 10.61 12.71 40.56 | 607 | 10.61 | 12.71 | 40.56 | 607 | 10.61 | 12.71 | 40.56
28085 | 28085 | 13A, 3 pin, twin....................................................................................................................................................................... | [18 empty] | 245.72 |  |  | 9.77 |  |  | 12.07 |  | 36.47 |  | 28085 |  |  | 28085 | 245.72 9.77 12.07 36.47 | 245.72 | 9.77 | 12.07 | 36.47 | 245.72 | 9.77 | 12.07 | 36.47
28086 | 28086 | Ditto but with 30 mA RCD..................................................................................................................................................... | [18 empty] | 707.00 |  |  | 10.61 |  |  | 12.71 |  | 40.56 |  | 28086 |  |  | 28086 | 707.00 10.61 12.71 40.56 | 707 | 10.61 | 12.71 | 40.56 | 707 | 10.61 | 12.71 | 40.56
28087 | 28087 | 5A, 3 pin.................................................................................................................................................................................. | [18 empty] | 141.42 |  |  | 9.77 |  |  | 12.07 |  | 36.47 |  | 28087 |  |  | 28087 | 141.42 9.77 12.07 36.47 | 141.42 | 9.77 | 12.07 | 36.47 | 141.42 | 9.77 | 12.07 | 36.47
28088 | 28088 | 13A, 3 pin with cover plate..................................................................................................................................................... | [18 empty] | 240.35 |  |  | 9.77 |  |  | 12.07 |  | 36.47 |  | 28088 |  |  | 28088 | 240.35 9.77 12.07 36.47 | 240.35 | 9.77 | 12.07 | 36.47 | 240.35 | 9.77 | 12.07 | 36.47
42914 | 28/6
28 | 28 | ELECTRICAL INSTALLATION - SMALL POWER DISTRIBUTION | [18 empty] | 28
| Item | Item
PLUGS AND SOCKET OUTLETS (CONT'D)
| Take | [24 empty] | Take
| Supply | [22 empty] | down |  | down |  |  | Fix
| The rates include for mounting boxes frames and cutting into wall where applicable. | [17 empty] | and |  |  |  |  | and |  | and set |  |  | only
| fix | [22 empty] | clear |  | aside for
| away | [24 empty] | re-use
Splashproof, flush mounted socket outlet, IP56 : -
| A | [22 empty] | B |  | C |  |  | D
| Each |  |  | $ | [19 empty] | $ |  | $ |  |  | $
28089 | 28089 | 13A.......................................................................................................................................................................................... | [18 empty] | 292.96 |  |  | 20.38 |  |  | 25.45 |  | 77.24 |  | 28089 |  |  | 28089 | 292.96 20.38 25.45 77.24 | 292.96 | 20.38 | 25.45 | 77.24 | 292.96 | 20.38 | 25.45 | 77.24
28090 | 28090 | 13A, twin................................................................................................................................................................................. | [18 empty] | 512.35 |  |  | 20.38 |  |  | 25.45 |  | 77.24 |  | 28090 |  |  | 28090 | 512.35 20.38 25.45 77.24 | 512.35 | 20.38 | 25.45 | 77.24 | 512.35 | 20.38 | 25.45 | 77.24
28091 | 28091 | 13A, DP, switch and with 30 mA RCD................................................................................................................................. | [18 empty] | 1,475.57 |  |  | 21.45 |  |  | 26.79 |  | 82.28 |  | 28091 |  |  | 28091 | 1,475.57 21.45 26.79 82.28 | 1475.57 | 21.45 | 26.79 | 82.28 | 1475.57 | 21.45 | 26.79 | 82.28
Enclosure for flush mounted splashproof socket : -
Each
28092 | 28092 | 1 gang...................................................................................................................................................................................... | [18 empty] | 208.62 |  |  | 9.73 |  |  | 12.02 |  | 36.35 |  | 28092 |  |  | 28092 | 208.62 9.73 12.02 36.35 | 208.62 | 9.73 | 12.02 | 36.35 | 208.62 | 9.73 | 12.02 | 36.35
28093 | 28093 | 2 gang...................................................................................................................................................................................... | [18 empty] | 301.81 |  |  | 9.73 |  |  | 12.02 |  | 36.35 |  | 28093 |  |  | 28093 | 301.81 9.73 12.02 36.35 | 301.81 | 9.73 | 12.02 | 36.35 | 301.81 | 9.73 | 12.02 | 36.35
Splashproof, surface mounted socket outlet, IP44 : -
Each
28094 | 28094 | 13A, socket with cover plate................................................................................................................................................... | [18 empty] | 134.83 |  |  | 20.38 |  |  | 25.45 |  | 77.24 |  | 28094 |  |  | 28094 | 134.83 20.38 25.45 77.24 | 134.83 | 20.38 | 25.45 | 77.24 | 134.83 | 20.38 | 25.45 | 77.24
Splashproof, socket outlets with plugs, IP44 : -
Each
28095 | 28095 | 16A, 3 pin................................................................................................................................................................................ | [18 empty] | 174.61 |  |  | 19.38 |  |  | 24.22 |  | 73.48 |  | 28095 |  |  | 28095 | 174.61 19.38 24.22 73.48 | 174.61 | 19.38 | 24.22 | 73.48 | 174.61 | 19.38 | 24.22 | 73.48
28096 | 28096 | 16A, 5 pin................................................................................................................................................................................ | [18 empty] | 191.47 |  |  | 24.35 |  |  | 29.68 |  | 92.06 |  | 28096 |  |  | 28096 | 191.47 24.35 29.68 92.06 | 191.47 | 24.35 | 29.68 | 92.06 | 191.47 | 24.35 | 29.68 | 92.06
28097 | 28097 | 32A, 3 pin................................................................................................................................................................................ | [18 empty] | 258.60 |  |  | 19.38 |  |  | 24.22 |  | 73.48 |  | 28097 |  |  | 28097 | 258.60 19.38 24.22 73.48 | 258.6 | 19.38 | 24.22 | 73.48 | 258.6 | 19.38 | 24.22 | 73.48
28098 | 28098 | 32A, 5 pin................................................................................................................................................................................ | [18 empty] | 264.63 |  |  | 30.04 |  |  | 37.81 |  | 113.32 |  | 28098 |  |  | 28098 | 264.63 30.04 37.81 113.32 | 264.63 | 30.04 | 37.81 | 113.32 | 264.63 | 30.04 | 37.81 | 113.32
28099 | 28099 | 63A, 3 pin................................................................................................................................................................................ | [18 empty] | 686.45 |  |  | 30.04 |  |  | 37.81 |  | 113.32 |  | 28099 |  |  | 28099 | 686.45 30.04 37.81 113.32 | 686.45 | 30.04 | 37.81 | 113.32 | 686.45 | 30.04 | 37.81 | 113.32
28100 | 28100 | 63A, 5 pin................................................................................................................................................................................ | [18 empty] | 782.97 |  |  | 33.72 |  |  | 42.65 |  | 129.19 |  | 28100 |  |  | 28100 | 782.97 33.72 42.65 129.19 | 782.97 | 33.72 | 42.65 | 129.19 | 782.97 | 33.72 | 42.65 | 129.19
42944 | 28/7
28 | 28 | ELECTRICAL INSTALLATION - SMALL POWER DISTRIBUTION | [18 empty] | 28
| Item | Item
PLUGS AND SOCKET OUTLETS (CONT'D)
| Take | [24 empty] | Take
| Supply | [22 empty] | down |  | down |  |  | Fix
| The rates include for mounting boxes frames and cutting into wall where applicable. | [17 empty] | and |  |  |  |  | and |  | and set |  |  | only
| fix | [22 empty] | clear |  | aside for
| away | [24 empty] | re-use
Socket outlet with plug, weatherproof type rated IP65 : -
| A | [22 empty] | B |  | C |  |  | D
| Each |  |  | $ | [19 empty] | $ |  | $ |  |  | $
28101 | 28101 | 13A, 3 pin................................................................................................................................................................................ | [18 empty] | 365.34 |  |  | 20.29 |  |  | 25.35 |  | 76.92 |  | 28101 |  |  | 28101 | 365.34 20.29 25.35 76.92 | 365.34 | 20.29 | 25.35 | 76.92 | 365.34 | 20.29 | 25.35 | 76.92
28102 | 28102 | 15A, 3 pin................................................................................................................................................................................ | [18 empty] | 431.30 |  |  | 20.29 |  |  | 25.35 |  | 76.92 |  | 28102 |  |  | 28102 | 431.30 20.29 25.35 76.92 | 431.3 | 20.29 | 25.35 | 76.92 | 431.3 | 20.29 | 25.35 | 76.92
28103 | 28103 | 30A, 3 pin................................................................................................................................................................................ | [18 empty] | 672.52 |  |  | 20.29 |  |  | 25.35 |  | 76.92 |  | 28103 |  |  | 28103 | 672.52 20.29 25.35 76.92 | 672.52 | 20.29 | 25.35 | 76.92 | 672.52 | 20.29 | 25.35 | 76.92
28104 | 28104 | 60A, 3 pin................................................................................................................................................................................ | [18 empty] | 1,112.59 |  |  | 29.91 |  |  | 37.64 |  | 112.84 |  | 28104 |  |  | 28104 | 1,112.59 29.91 37.64 112.84 | 1112.59 | 29.91 | 37.64 | 112.84 | 1112.59 | 29.91 | 37.64 | 112.84
28105 | 28105 | 15A, 5 pin................................................................................................................................................................................ | [18 empty] | 734.68 |  |  | 24.89 |  |  | 30.31 |  | 94.02 |  | 28105 |  |  | 28105 | 734.68 24.89 30.31 94.02 | 734.68 | 24.89 | 30.31 | 94.02 | 734.68 | 24.89 | 30.31 | 94.02
28106 | 28106 | 30A, 5 pin................................................................................................................................................................................ | [18 empty] | 796.77 |  |  | 29.91 |  |  | 37.64 |  | 112.84 |  | 28106 |  |  | 28106 | 796.77 29.91 37.64 112.84 | 796.77 | 29.91 | 37.64 | 112.84 | 796.77 | 29.91 | 37.64 | 112.84
28107 | 28107 | 60A, 5 pin................................................................................................................................................................................ | [18 empty] | 1,339.53 |  |  | 34.75 |  |  | 43.95 |  | 133.12 |  | 28107 |  |  | 28107 | 1,339.53 34.75 43.95 133.12 | 1339.53 | 34.75 | 43.95 | 133.12 | 1339.53 | 34.75 | 43.95 | 133.12
Switched socket outlet with plug, weatherproof type rated IP65 : -
Each
28108 | 28108 | 13A, 3 pin................................................................................................................................................................................ | [18 empty] | 530.84 |  |  | 20.29 |  |  | 25.35 |  | 76.92 |  | 28108 |  |  | 28108 | 530.84 20.29 25.35 76.92 | 530.84 | 20.29 | 25.35 | 76.92 | 530.84 | 20.29 | 25.35 | 76.92
28109 | 28109 | 15A, 3 pin................................................................................................................................................................................ | [18 empty] | 763.25 |  |  | 20.29 |  |  | 25.35 |  | 76.92 |  | 28109 |  |  | 28109 | 763.25 20.29 25.35 76.92 | 763.25 | 20.29 | 25.35 | 76.92 | 763.25 | 20.29 | 25.35 | 76.92
28110 | 28110 | 30A, 3 pin................................................................................................................................................................................ | [18 empty] | 1,108.98 |  |  | 20.29 |  |  | 25.35 |  | 76.92 |  | 28110 |  |  | 28110 | 1,108.98 20.29 25.35 76.92 | 1108.98 | 20.29 | 25.35 | 76.92 | 1108.98 | 20.29 | 25.35 | 76.92
28111 | 28111 | 60A, 3 pin................................................................................................................................................................................ | [18 empty] | 1,763.35 |  |  | 29.91 |  |  | 37.64 |  | 112.84 |  | 28111 |  |  | 28111 | 1,763.35 29.91 37.64 112.84 | 1763.35 | 29.91 | 37.64 | 112.84 | 1763.35 | 29.91 | 37.64 | 112.84
28112 | 28112 | 15A, 5 pin................................................................................................................................................................................ | [18 empty] | 1,005.55 |  |  | 24.89 |  |  | 30.31 |  | 94.02 |  | 28112 |  |  | 28112 | 1,005.55 24.89 30.31 94.02 | 1005.55 | 24.89 | 30.31 | 94.02 | 1005.55 | 24.89 | 30.31 | 94.02
28113 | 28113 | 30A, 5 pin................................................................................................................................................................................ | [18 empty] | 1,223.31 |  |  | 29.91 |  |  | 37.64 |  | 112.84 |  | 28113 |  |  | 28113 | 1,223.31 29.91 37.64 112.84 | 1223.31 | 29.91 | 37.64 | 112.84 | 1223.31 | 29.91 | 37.64 | 112.84
28114 | 28114 | 60A, 5 pin................................................................................................................................................................................ | [18 empty] | 1,777.99 |  |  | 34.75 |  |  | 43.95 |  | 133.12 |  | 28114 |  |  | 28114 | 1,777.99 34.75 43.95 133.12 | 1777.99 | 34.75 | 43.95 | 133.12 | 1777.99 | 34.75 | 43.95 | 133.12
Switched socket outlet assemblies, sparkless, c/w plug, chromium plated brass cover,
flush or surface pattern : -
Each
28115 | 28115 | 13A, 3 pin................................................................................................................................................................................ | [18 empty] | 1,187.11 |  |  | 20.29 |  |  | 25.35 |  | 76.92 |  | 28115 |  |  | 28115 | 1,187.11 20.29 25.35 76.92 | 1187.11 | 20.29 | 25.35 | 76.92 | 1187.11 | 20.29 | 25.35 | 76.92
28116 | 28116 | 13A, 3 pin, twin....................................................................................................................................................................... | [18 empty] | 2,194.25 |  |  | 20.29 |  |  | 25.35 |  | 76.92 |  | 28116 |  |  | 28116 | 2,194.25 20.29 25.35 76.92 | 2194.25 | 20.29 | 25.35 | 76.92 | 2194.25 | 20.29 | 25.35 | 76.92
28117 | 28117 | 15A, 3 pin................................................................................................................................................................................ | [18 empty] | 1,331.62 |  |  | 20.29 |  |  | 25.35 |  | 76.92 |  | 28117 |  |  | 28117 | 1,331.62 20.29 25.35 76.92 | 1331.62 | 20.29 | 25.35 | 76.92 | 1331.62 | 20.29 | 25.35 | 76.92
28118 | 28118 | 30A, 3 pin................................................................................................................................................................................ | [18 empty] | 2,053.65 |  |  | 20.29 |  |  | 25.35 |  | 76.92 |  | 28118 |  |  | 28118 | 2,053.65 20.29 25.35 76.92 | 2053.65 | 20.29 | 25.35 | 76.92 | 2053.65 | 20.29 | 25.35 | 76.92
42975 | 28/8
28 | 28 | ELECTRICAL INSTALLATION - SMALL POWER DISTRIBUTION | [18 empty] | 28
| Item | Item
PLUGS AND SOCKET OUTLETS (CONT'D)
| Take | [24 empty] | Take
| Supply | [22 empty] | down |  | down |  |  | Fix
| The rates include for mounting boxes frames and cutting into wall where applicable. | [17 empty] | and |  |  |  |  | and |  | and set |  |  | only
| fix | [22 empty] | clear |  | aside for
| away | [24 empty] | re-use
Switched socket outlet assemblies, flameproof, c/w plug : -
| A | [22 empty] | B |  | C |  |  | D
| Each |  |  | $ | [19 empty] | $ |  | $ |  |  | $
28119 | 28119 | 5A, 3 pin.................................................................................................................................................................................. | [18 empty] | 2,466.80 |  |  | 20.32 |  |  | 25.41 |  | 77.07 |  | 28119 |  |  | 28119 | 2,466.80 20.32 25.41 77.07 | 2466.8 | 20.32 | 25.41 | 77.07 | 2466.8 | 20.32 | 25.41 | 77.07
28120 | 28120 | 13A, 3 pin................................................................................................................................................................................ | [18 empty] | 2,860.75 |  |  | 20.32 |  |  | 25.41 |  | 77.07 |  | 28120 |  |  | 28120 | 2,860.75 20.32 25.41 77.07 | 2860.75 | 20.32 | 25.41 | 77.07 | 2860.75 | 20.32 | 25.41 | 77.07
28121 | 28121 | 15A, 3 pin................................................................................................................................................................................ | [18 empty] | 3,055.58 |  |  | 20.32 |  |  | 25.41 |  | 77.07 |  | 28121 |  |  | 28121 | 3,055.58 20.32 25.41 77.07 | 3055.58 | 20.32 | 25.41 | 77.07 | 3055.58 | 20.32 | 25.41 | 77.07
28122 | 28122 | 30A, 3 pin c/w 30 mA RCD................................................................................................................................................... | [18 empty] | 4,396.69 |  |  | 21.66 |  |  | 27.03 |  | 82.11 |  | 28122 |  |  | 28122 | 4,396.69 21.66 27.03 82.11 | 4396.69 | 21.66 | 27.03 | 82.11 | 4396.69 | 21.66 | 27.03 | 82.11
Shaver supply unit to IEC 61558-1 with isolating transformer to IEC 61558-2-5: -
Each
28123 | 28123 | Dual socket of voltage 110V and 220V................................................................................................................................. | [18 empty] | 371.43 |  |  | 10.54 |  |  | 12.64 |  | 40.31 |  | 28123 |  |  | 28123 | 371.43 10.54 12.64 40.31 | 371.43 | 10.54 | 12.64 | 40.31 | 371.43 | 10.54 | 12.64 | 40.31
Connection unit, Bakelite : -
Each
28124 | 28124 | 20A, connection unit, DP........................................................................................................................................................ | [18 empty] | 59.01 |  |  | 9.73 |  |  | 12.02 |  | 36.35 |  | 28124 |  |  | 28124 | 59.01 9.73 12.02 36.35 | 59.01 | 9.73 | 12.02 | 36.35 | 59.01 | 9.73 | 12.02 | 36.35
28125 | 28125 | 32A, connection unit, DP........................................................................................................................................................ | [18 empty] | 71.30 |  |  | 9.73 |  |  | 12.02 |  | 36.35 |  | 28125 |  |  | 28125 | 71.30 9.73 12.02 36.35 | 71.3 | 9.73 | 12.02 | 36.35 | 71.3 | 9.73 | 12.02 | 36.35
28126 | 28126 | 45A, connection unit, DP........................................................................................................................................................ | [18 empty] | 71.68 |  |  | 9.73 |  |  | 12.02 |  | 36.35 |  | 28126 |  |  | 28126 | 71.68 9.73 12.02 36.35 | 71.68 | 9.73 | 12.02 | 36.35 | 71.68 | 9.73 | 12.02 | 36.35
28127 | 28127 | Fused spur (2 - 13A), DP, with cable outlet........................................................................................................................... | [18 empty] | 64.58 |  |  | 9.69 |  |  | 12.00 |  | 36.24 |  | 28127 |  |  | 28127 | 64.58 9.69 12.00 36.24 | 64.58 | 9.69 | 12 | 36.24 | 64.58 | 9.69 | 12 | 36.24
28128 | 28128 | Fused spur (2 - 13A), DP, switch........................................................................................................................................... | [18 empty] | 75.60 |  |  | 9.69 |  |  | 12.00 |  | 36.24 |  | 28128 |  |  | 28128 | 75.60 9.69 12.00 36.24 | 75.6 | 9.69 | 12 | 36.24 | 75.6 | 9.69 | 12 | 36.24
28129 | 28129 | Fused spur (2 - 13A), DP, switch, with pilot light................................................................................................................. | [18 empty] | 101.44 |  |  | 9.69 |  |  | 12.00 |  | 36.24 |  | 28129 |  |  | 28129 | 101.44 9.69 12.00 36.24 | 101.44 | 9.69 | 12 | 36.24 | 101.44 | 9.69 | 12 | 36.24
28130 | 28130 | Fused spur (2 - 13A), DP, switch, with cable outlet.............................................................................................................. | [18 empty] | 72.75 |  |  | 9.69 |  |  | 12.00 |  | 36.24 |  | 28130 |  |  | 28130 | 72.75 9.69 12.00 36.24 | 72.75 | 9.69 | 12 | 36.24 | 72.75 | 9.69 | 12 | 36.24
28131 | 28131 | Fused spur (2 - 13A), DP, switch, with cable outlet and pilot light...................................................................................... | [18 empty] | 100.12 |  |  | 9.69 |  |  | 12.00 |  | 36.24 |  | 28131 |  |  | 28131 | 100.12 9.69 12.00 36.24 | 100.12 | 9.69 | 12 | 36.24 | 100.12 | 9.69 | 12 | 36.24
28132 | 28132 | Fused spur (2 - 13A), DP, switch, with cable outlet and pilot light, IP55............................................................................. | [18 empty] | 200.83 |  |  | 10.38 |  |  | 12.73 |  | 49.34 |  | 28132 |  |  | 28132 | 200.83 10.38 12.73 49.34 | 200.83 | 10.38 | 12.73 | 49.34 | 200.83 | 10.38 | 12.73 | 49.34
28133 | 28133 | Fused spur (2 - 13A), DP, switch, with cable outlet, IP65..................................................................................................... | [18 empty] | 220.60 |  |  | 10.38 |  |  | 12.73 |  | 49.34 |  | 28133 |  |  | 28133 | 220.60 10.38 12.73 49.34 | 220.6 | 10.38 | 12.73 | 49.34 | 220.6 | 10.38 | 12.73 | 49.34
28134 | 28134 | 32A, TPN connection unit...................................................................................................................................................... | [18 empty] | 223.92 |  |  | 29.98 |  |  | 37.72 |  | 113.09 |  | 28134 |  |  | 28134 | 223.92 29.98 37.72 113.09 | 223.92 | 29.98 | 37.72 | 113.09 | 223.92 | 29.98 | 37.72 | 113.09
28135 | 28135 | 30A, 3 terminal junction box.................................................................................................................................................. | [18 empty] | 189.23 |  |  | 9.69 |  |  | 12.00 |  | 36.24 |  | 28135 |  |  | 28135 | 189.23 9.69 12.00 36.24 | 189.23 | 9.69 | 12 | 36.24 | 189.23 | 9.69 | 12 | 36.24
43006 | 28/9
28 | 28 | ELECTRICAL INSTALLATION - SMALL POWER DISTRIBUTION | [18 empty] | 28
| Item | Item
PLUGS AND SOCKET OUTLETS (CONT'D)
| Take | [24 empty] | Take
| Supply | [22 empty] | down |  | down |  |  | Fix
| The rates include for mounting boxes frames and cutting into wall where applicable. | [17 empty] | and |  |  |  |  | and |  | and set |  |  | only
| fix | [22 empty] | clear |  | aside for
| away | [24 empty] | re-use
Connection unit, metalclad : -
| A | [22 empty] | B |  | C |  |  | D
| Each |  |  | $ | [19 empty] | $ |  | $ |  |  | $
28136 | 28136 | Fused spur (2 - 13A fuse), DP................................................................................................................................................ | [18 empty] | 194.76 |  |  | 9.69 |  |  | 12.00 |  | 36.24 |  | 28136 |  |  | 28136 | 194.76 9.69 12.00 36.24 | 194.76 | 9.69 | 12 | 36.24 | 194.76 | 9.69 | 12 | 36.24
28137 | 28137 | Fused spur (2 - 13A fuse), DP, with cable outlet................................................................................................................... | [18 empty] | 222.32 |  |  | 9.69 |  |  | 12.00 |  | 36.24 |  | 28137 |  |  | 28137 | 222.32 9.69 12.00 36.24 | 222.32 | 9.69 | 12 | 36.24 | 222.32 | 9.69 | 12 | 36.24
28138 | 28138 | Fused spur (2 - 13A fuse), DP, with cable outlet and pilot light........................................................................................... | [18 empty] | 255.90 |  |  | 9.69 |  |  | 12.00 |  | 36.24 |  | 28138 |  |  | 28138 | 255.90 9.69 12.00 36.24 | 255.9 | 9.69 | 12 | 36.24 | 255.9 | 9.69 | 12 | 36.24
28139 | 28139 | Fused spur (2 - 13A fuse), DP, switch.................................................................................................................................... | [18 empty] | 228.57 |  |  | 9.69 |  |  | 12.00 |  | 36.24 |  | 28139 |  |  | 28139 | 228.57 9.69 12.00 36.24 | 228.57 | 9.69 | 12 | 36.24 | 228.57 | 9.69 | 12 | 36.24
28140 | 28140 | Fused spur (2 - 13A fuse), DP, switch, with pilot light......................................................................................................... | [18 empty] | 286.57 |  |  | 9.69 |  |  | 12.00 |  | 36.24 |  | 28140 |  |  | 28140 | 286.57 9.69 12.00 36.24 | 286.57 | 9.69 | 12 | 36.24 | 286.57 | 9.69 | 12 | 36.24
28141 | 28141 | Fused spur (2 - 13A fuse), DP, switch, with cable outlet....................................................................................................... | [18 empty] | 273.16 |  |  | 9.69 |  |  | 12.00 |  | 36.24 |  | 28141 |  |  | 28141 | 273.16 9.69 12.00 36.24 | 273.16 | 9.69 | 12 | 36.24 | 273.16 | 9.69 | 12 | 36.24
28142 | 28142 | Fused spur (2 - 13A fuse), DP, switch, with cable outlet and pilot light............................................................................... | [18 empty] | 324.27 |  |  | 9.69 |  |  | 12.00 |  | 36.24 |  | 28142 |  |  | 28142 | 324.27 9.69 12.00 36.24 | 324.27 | 9.69 | 12 | 36.24 | 324.27 | 9.69 | 12 | 36.24
Metal casing and socket c/w 30 mA RCD : -
Each
28143 | 28143 | Galvanized iron casing, single socket .................................................................................................................................... | [18 empty] | 710.03 |  |  | 20.38 |  |  | 25.45 |  | 77.24 |  | 28143 |  |  | 28143 | 710.03 20.38 25.45 77.24 | 710.03 | 20.38 | 25.45 | 77.24 | 710.03 | 20.38 | 25.45 | 77.24
28144 | 28144 | Ditto but twin.......................................................................................................................................................................... | [18 empty] | 733.65 |  |  | 20.38 |  |  | 25.45 |  | 77.24 |  | 28144 |  |  | 28144 | 733.65 20.38 25.45 77.24 | 733.65 | 20.38 | 25.45 | 77.24 | 733.65 | 20.38 | 25.45 | 77.24
28145 | 28145 | Ditto but with four sockets...................................................................................................................................................... | [18 empty] | 842.93 |  |  | 20.38 |  |  | 25.45 |  | 77.24 |  | 28145 |  |  | 28145 | 842.93 20.38 25.45 77.24 | 842.93 | 20.38 | 25.45 | 77.24 | 842.93 | 20.38 | 25.45 | 77.24
28146 | 28146 | Stainless steel casing, single socket........................................................................................................................................ | [18 empty] | 737.78 |  |  | 20.38 |  |  | 25.45 |  | 77.24 |  | 28146 |  |  | 28146 | 737.78 20.38 25.45 77.24 | 737.78 | 20.38 | 25.45 | 77.24 | 737.78 | 20.38 | 25.45 | 77.24
28147 | 28147 | Ditto but twin.......................................................................................................................................................................... | [18 empty] | 773.85 |  |  | 20.38 |  |  | 25.45 |  | 77.24 |  | 28147 |  |  | 28147 | 773.85 20.38 25.45 77.24 | 773.85 | 20.38 | 25.45 | 77.24 | 773.85 | 20.38 | 25.45 | 77.24
28148 | 28148 | Ditto but with four sockets...................................................................................................................................................... | [18 empty] | 905.58 |  |  | 20.38 |  |  | 25.45 |  | 77.24 |  | 28148 |  |  | 28148 | 905.58 20.38 25.45 77.24 | 905.58 | 20.38 | 25.45 | 77.24 | 905.58 | 20.38 | 25.45 | 77.24
28149 | 28149 | Metal casing, single socket..................................................................................................................................................... | [18 empty] | 565.81 |  |  | 20.38 |  |  | 25.45 |  | 77.24 |  | 28149 |  |  | 28149 | 565.81 20.38 25.45 77.24 | 565.81 | 20.38 | 25.45 | 77.24 | 565.81 | 20.38 | 25.45 | 77.24
Telephone outlets : -
Each
28150 | 28150 | 1-gang 6-pin telephone socket outlet...................................................................................................................................... | [18 empty] | 55.33 |  |  | 9.69 |  |  | 12.00 |  | 36.24 |  | 28150 |  |  | 28150 | 55.33 9.69 12.00 36.24 | 55.33 | 9.69 | 12 | 36.24 | 55.33 | 9.69 | 12 | 36.24
43036 | 28/10
28 | 28 | ELECTRICAL INSTALLATION - SMALL POWER DISTRIBUTION | [18 empty] | 28
| Item | Item
SUB-SWITCHES
| Take | [24 empty] | Take
| The rates for sub-switches include the mounting boxes frames and cutting into wall where | [17 empty] | Supply |  |  |  |  | down |  | down |  |  | Fix
| applicable. |  |  |  | and | [18 empty] | and |  | and set |  |  | only
| fix | [22 empty] | clear |  | aside for
| away | [24 empty] | re-use
Plates only, bakelite to suit switches to IEC 60669-1 and socket to BS546 : -
| A | [22 empty] | B |  | C |  |  | D
| Each |  |  | $ | [19 empty] | $ |  | $ |  |  | $
28151 | 28151 | 1 switch, 10A, flush................................................................................................................................................................ | [18 empty] | 19.39 |  |  | 4.03 |  |  | 4.73 |  | 15.34 |  | 28151 |  |  | 28151 | 19.39 4.03 4.73 15.34 | 19.39 | 4.03 | 4.73 | 15.34 | 19.39 | 4.03 | 4.73 | 15.34
28152 | 28152 | 2 switches, 10A, flush............................................................................................................................................................. | [18 empty] | 20.64 |  |  | 4.03 |  |  | 4.73 |  | 15.34 |  | 28152 |  |  | 28152 | 20.64 4.03 4.73 15.34 | 20.64 | 4.03 | 4.73 | 15.34 | 20.64 | 4.03 | 4.73 | 15.34
28153 | 28153 | 3 switches, 10A, flush............................................................................................................................................................. | [18 empty] | 22.04 |  |  | 4.03 |  |  | 4.73 |  | 15.34 |  | 28153 |  |  | 28153 | 22.04 4.03 4.73 15.34 | 22.04 | 4.03 | 4.73 | 15.34 | 22.04 | 4.03 | 4.73 | 15.34
28154 | 28154 | 4 switches, 10A, flush............................................................................................................................................................. | [18 empty] | 30.65 |  |  | 4.03 |  |  | 4.73 |  | 15.34 |  | 28154 |  |  | 28154 | 30.65 4.03 4.73 15.34 | 30.65 | 4.03 | 4.73 | 15.34 | 30.65 | 4.03 | 4.73 | 15.34
28155 | 28155 | 1 socket, 5/ 13/ 15A, 3 pin, flush............................................................................................................................................ | [18 empty] | 39.18 |  |  | 4.03 |  |  | 4.73 |  | 15.34 |  | 28155 |  |  | 28155 | 39.18 4.03 4.73 15.34 | 39.18 | 4.03 | 4.73 | 15.34 | 39.18 | 4.03 | 4.73 | 15.34
Moulded switch plates, c/w fixing screws suitable for 1 gang or 2 gang boxes : -
Each
28156 | 28156 | 1 gang plate for 1 gang box..................................................................................................................................................... | [18 empty] | 27.56 |  |  | 4.03 |  |  | 4.73 |  | 15.34 |  | 28156 |  |  | 28156 | 27.56 4.03 4.73 15.34 | 27.56 | 4.03 | 4.73 | 15.34 | 27.56 | 4.03 | 4.73 | 15.34
28157 | 28157 | 2 gang plate for 1 gang box..................................................................................................................................................... | [18 empty] | 30.25 |  |  | 4.03 |  |  | 4.73 |  | 15.34 |  | 28157 |  |  | 28157 | 30.25 4.03 4.73 15.34 | 30.25 | 4.03 | 4.73 | 15.34 | 30.25 | 4.03 | 4.73 | 15.34
28158 | 28158 | 2 gang plate for 2 gang box..................................................................................................................................................... | [18 empty] | 51.13 |  |  | 4.03 |  |  | 4.73 |  | 15.34 |  | 28158 |  |  | 28158 | 51.13 4.03 4.73 15.34 | 51.13 | 4.03 | 4.73 | 15.34 | 51.13 | 4.03 | 4.73 | 15.34
28159 | 28159 | 3 gang plate for 2 gang box..................................................................................................................................................... | [18 empty] | 55.16 |  |  | 4.03 |  |  | 4.73 |  | 15.34 |  | 28159 |  |  | 28159 | 55.16 4.03 4.73 15.34 | 55.16 | 4.03 | 4.73 | 15.34 | 55.16 | 4.03 | 4.73 | 15.34
28160 | 28160 | 4 gang plate for 2 gang box..................................................................................................................................................... | [18 empty] | 60.46 |  |  | 4.03 |  |  | 4.73 |  | 15.34 |  | 28160 |  |  | 28160 | 60.46 4.03 4.73 15.34 | 60.46 | 4.03 | 4.73 | 15.34 | 60.46 | 4.03 | 4.73 | 15.34
43067 | 28/11
28 | 28 | ELECTRICAL INSTALLATION - SMALL POWER DISTRIBUTION | [18 empty] | 28
| Item | Item
SUB-SWITCHES (CONT'D)
| Take | [24 empty] | Take
| The rates for sub-switches include the mounting boxes frames and cutting into wall where | [17 empty] | Supply |  |  |  |  | down |  | down |  |  | Fix
| applicable. |  |  |  | and | [18 empty] | and |  | and set |  |  | only
| fix | [22 empty] | clear |  | aside for
| away | [24 empty] | re-use
Stainless steel or brass switch plates, c/w fixing screws suitable for 1 gang
or 2 gang boxes : -
| A | [22 empty] | B |  | C |  |  | D
| Each |  |  | $ | [19 empty] | $ |  | $ |  |  | $
28161 | 28161 | 1 gang plate for 1 gang box..................................................................................................................................................... | [18 empty] | 110.32 |  |  | 4.03 |  |  | 4.74 |  | 15.37 |  | 28161 |  |  | 28161 | 110.32 4.03 4.74 15.37 | 110.32 | 4.03 | 4.74 | 15.37 | 110.32 | 4.03 | 4.74 | 15.37
28162 | 28162 | 2 gang plate for 1 gang box..................................................................................................................................................... | [18 empty] | 127.49 |  |  | 4.03 |  |  | 4.74 |  | 15.37 |  | 28162 |  |  | 28162 | 127.49 4.03 4.74 15.37 | 127.49 | 4.03 | 4.74 | 15.37 | 127.49 | 4.03 | 4.74 | 15.37
28163 | 28163 | 2 gang plate for 2 gang box..................................................................................................................................................... | [18 empty] | 140.22 |  |  | 4.03 |  |  | 4.74 |  | 15.37 |  | 28163 |  |  | 28163 | 140.22 4.03 4.74 15.37 | 140.22 | 4.03 | 4.74 | 15.37 | 140.22 | 4.03 | 4.74 | 15.37
28164 | 28164 | 3 gang plate for 2 gang box..................................................................................................................................................... | [18 empty] | 153.57 |  |  | 4.03 |  |  | 4.74 |  | 15.37 |  | 28164 |  |  | 28164 | 153.57 4.03 4.74 15.37 | 153.57 | 4.03 | 4.74 | 15.37 | 153.57 | 4.03 | 4.74 | 15.37
28165 | 28165 | 4 gang plate for 2 gang box..................................................................................................................................................... | [18 empty] | 167.84 |  |  | 4.03 |  |  | 4.74 |  | 15.37 |  | 28165 |  |  | 28165 | 167.84 4.03 4.74 15.37 | 167.84 | 4.03 | 4.74 | 15.37 | 167.84 | 4.03 | 4.74 | 15.37
White bakelite light switch to IEC 60669-1 : -
Each
28166 | 28166 | 10A, 1 gang SP 1 way............................................................................................................................................................. | [18 empty] | 43.70 |  |  | 9.69 |  |  | 11.94 |  | 36.10 |  | 28166 |  |  | 28166 | 43.70 9.69 11.94 36.10 | 43.7 | 9.69 | 11.94 | 36.1 | 43.7 | 9.69 | 11.94 | 36.1
28167 | 28167 | 10A, 1 gang SP 2 way............................................................................................................................................................. | [18 empty] | 49.82 |  |  | 9.69 |  |  | 11.94 |  | 36.10 |  | 28167 |  |  | 28167 | 49.82 9.69 11.94 36.10 | 49.82 | 9.69 | 11.94 | 36.1 | 49.82 | 9.69 | 11.94 | 36.1
28168 | 28168 | 10A, 2 gang SP 1 way or 2 way.............................................................................................................................................. | [18 empty] | 55.75 |  |  | 9.69 |  |  | 11.94 |  | 36.10 |  | 28168 |  |  | 28168 | 55.75 9.69 11.94 36.10 | 55.75 | 9.69 | 11.94 | 36.1 | 55.75 | 9.69 | 11.94 | 36.1
28169 | 28169 | 10A, 3 gang SP 1 way or 2 way.............................................................................................................................................. | [18 empty] | 64.05 |  |  | 9.69 |  |  | 11.94 |  | 36.10 |  | 28169 |  |  | 28169 | 64.05 9.69 11.94 36.10 | 64.05 | 9.69 | 11.94 | 36.1 | 64.05 | 9.69 | 11.94 | 36.1
28170 | 28170 | 10A, 2 way with or without "centre off" SP .......................................................................................................................... | [18 empty] | 53.72 |  |  | 9.69 |  |  | 11.94 |  | 36.10 |  | 28170 |  |  | 28170 | 53.72 9.69 11.94 36.10 | 53.72 | 9.69 | 11.94 | 36.1 | 53.72 | 9.69 | 11.94 | 36.1
28171 | 28171 | 10A, intermediate, SP............................................................................................................................................................. | [18 empty] | 85.14 |  |  | 9.69 |  |  | 11.94 |  | 36.10 |  | 28171 |  |  | 28171 | 85.14 9.69 11.94 36.10 | 85.14 | 9.69 | 11.94 | 36.1 | 85.14 | 9.69 | 11.94 | 36.1
28172 | 28172 | 10A, 1 way DP........................................................................................................................................................................ | [18 empty] | 72.48 |  |  | 9.69 |  |  | 11.94 |  | 36.10 |  | 28172 |  |  | 28172 | 72.48 9.69 11.94 36.10 | 72.48 | 9.69 | 11.94 | 36.1 | 72.48 | 9.69 | 11.94 | 36.1
43097 | 28/12
28 | 28 | ELECTRICAL INSTALLATION - SMALL POWER DISTRIBUTION | [18 empty] | 28
| Item | Item
SUB-SWITCHES (CONT'D)
| Take | [24 empty] | Take
| The rates for sub-switches include the mounting boxes frames and cutting into wall where | [17 empty] | Supply |  |  |  |  | down |  | down |  |  | Fix
| applicable. |  |  |  | and | [18 empty] | and |  | and set |  |  | only
| fix | [22 empty] | clear |  | aside for
| away | [24 empty] | re-use
Chromium plated grid switch assemblies : -
| A | [22 empty] | B |  | C |  |  | D
| Each |  |  | $ | [19 empty] | $ |  | $ |  |  | $
28173 | 28173 | 10A, 1 gang SP 1 way............................................................................................................................................................. | [18 empty] | 229.89 |  |  | 9.67 |  |  | 11.95 |  | 36.54 |  | 28173 |  |  | 28173 | 229.89 9.67 11.95 36.54 | 229.89 | 9.67 | 11.95 | 36.54 | 229.89 | 9.67 | 11.95 | 36.54
28174 | 28174 | 10A, 1 gang SP 2 way............................................................................................................................................................. | [18 empty] | 240.04 |  |  | 9.67 |  |  | 11.95 |  | 36.54 |  | 28174 |  |  | 28174 | 240.04 9.67 11.95 36.54 | 240.04 | 9.67 | 11.95 | 36.54 | 240.04 | 9.67 | 11.95 | 36.54
28175 | 28175 | 10A, 2 gang SP 1 way or 2 way.............................................................................................................................................. | [18 empty] | 264.83 |  |  | 9.67 |  |  | 11.95 |  | 36.54 |  | 28175 |  |  | 28175 | 264.83 9.67 11.95 36.54 | 264.83 | 9.67 | 11.95 | 36.54 | 264.83 | 9.67 | 11.95 | 36.54
28176 | 28176 | 10A, 3 gang SP 1 way or 2 way.............................................................................................................................................. | [18 empty] | 392.96 |  |  | 9.67 |  |  | 11.95 |  | 36.54 |  | 28176 |  |  | 28176 | 392.96 9.67 11.95 36.54 | 392.96 | 9.67 | 11.95 | 36.54 | 392.96 | 9.67 | 11.95 | 36.54
28177 | 28177 | 10A, 4 gang SP 1 way or 2 way.............................................................................................................................................. | [18 empty] | 426.83 |  |  | 9.67 |  |  | 11.95 |  | 36.54 |  | 28177 |  |  | 28177 | 426.83 9.67 11.95 36.54 | 426.83 | 9.67 | 11.95 | 36.54 | 426.83 | 9.67 | 11.95 | 36.54
28178 | 28178 | 10A, DP 1 way........................................................................................................................................................................ | [18 empty] | 287.30 |  |  | 9.67 |  |  | 11.95 |  | 36.54 |  | 28178 |  |  | 28178 | 287.30 9.67 11.95 36.54 | 287.3 | 9.67 | 11.95 | 36.54 | 287.3 | 9.67 | 11.95 | 36.54
28179 | 28179 | 20A, DP 1 way........................................................................................................................................................................ | [18 empty] | 306.09 |  |  | 9.67 |  |  | 11.95 |  | 36.54 |  | 28179 |  |  | 28179 | 306.09 9.67 11.95 36.54 | 306.09 | 9.67 | 11.95 | 36.54 | 306.09 | 9.67 | 11.95 | 36.54
28180 | 28180 | 20A, 1 gang DP with pilot light ............................................................................................................................................. | [18 empty] | 324.28 |  |  | 9.67 |  |  | 11.95 |  | 36.54 |  | 28180 |  |  | 28180 | 324.28 9.67 11.95 36.54 | 324.28 | 9.67 | 11.95 | 36.54 | 324.28 | 9.67 | 11.95 | 36.54
28181 | 28181 | Ditto but 45A........................................................................................................................................................................... | [18 empty] | 359.97 |  |  | 9.67 |  |  | 11.95 |  | 36.54 |  | 28181 |  |  | 28181 | 359.97 9.67 11.95 36.54 | 359.97 | 9.67 | 11.95 | 36.54 | 359.97 | 9.67 | 11.95 | 36.54
Dimmer switch, white, bakelite : -
Each
28182 | 28182 | 250W, 1 gang, 1 way or 2 way................................................................................................................................................ | [18 empty] | 160.24 |  |  | 9.67 |  |  | 11.95 |  | 36.54 |  | 28182 |  |  | 28182 | 160.24 9.67 11.95 36.54 | 160.24 | 9.67 | 11.95 | 36.54 | 160.24 | 9.67 | 11.95 | 36.54
28183 | 28183 | 500W, 1 gang, 1 way or 2 way................................................................................................................................................ | [18 empty] | 160.71 |  |  | 9.67 |  |  | 11.95 |  | 36.54 |  | 28183 |  |  | 28183 | 160.71 9.67 11.95 36.54 | 160.71 | 9.67 | 11.95 | 36.54 | 160.71 | 9.67 | 11.95 | 36.54
28184 | 28184 | 250W, 2 gang, 1 way or 2 way................................................................................................................................................ | [18 empty] | 286.36 |  |  | 9.67 |  |  | 11.95 |  | 36.54 |  | 28184 |  |  | 28184 | 286.36 9.67 11.95 36.54 | 286.36 | 9.67 | 11.95 | 36.54 | 286.36 | 9.67 | 11.95 | 36.54
28185 | 28185 | 3 level dimmer switch (50%, 70%, 100%) ............................................................................................................................ | [18 empty] | 121.69 |  |  | 7.52 |  |  | 10.73 |  | 33.30 |  | 28185 |  |  | 28185 | 121.69 7.52 10.73 33.30 | 121.69 | 7.52 | 10.73 | 33.3 | 121.69 | 7.52 | 10.73 | 33.3
28186 | 28186 | 250V/ 6A dimmer switch for any combination of 10 lamps, 0 - 10 V interface................................................................... | [18 empty] | 489.28 |  |  | 7.52 |  |  | 10.73 |  | 34.80 |  | 28186 |  |  | 28186 | 489.28 7.52 10.73 34.80 | 489.28 | 7.52 | 10.73 | 34.8 | 489.28 | 7.52 | 10.73 | 34.8
28187 | 28187 | Multi-sensor dimmer with housing for control of light internist and occupancy switching
| operation.................................................................................................................................................................................. | [19 empty] | 1,280.66 |  |  | 7.52 |  |  | 10.73 |  | 34.80 |  | 28187 |  |  | 28187 | 1,280.66 7.52 10.73 34.80 | 1280.66 | 7.52 | 10.73 | 34.8 | 1280.66 | 7.52 | 10.73 | 34.8
Dimmer switch, chromium plated : -
Each
28188 | 28188 | 400W, 1 gang, 1 way or 2 way................................................................................................................................................ | [18 empty] | 353.24 |  |  | 9.67 |  |  | 11.95 |  | 36.54 |  | 28188 |  |  | 28188 | 353.24 9.67 11.95 36.54 | 353.24 | 9.67 | 11.95 | 36.54 | 353.24 | 9.67 | 11.95 | 36.54
28189 | 28189 | 500W, 2 gang, 1 way or 2 way................................................................................................................................................ | [18 empty] | 423.30 |  |  | 9.67 |  |  | 11.95 |  | 36.54 |  | 28189 |  |  | 28189 | 423.30 9.67 11.95 36.54 | 423.3 | 9.67 | 11.95 | 36.54 | 423.3 | 9.67 | 11.95 | 36.54
28/13
28 | 28 | ELECTRICAL INSTALLATION - SMALL POWER DISTRIBUTION | [18 empty] | 28
| Item | Item
SUB-SWITCHES (CONT'D)
| Take | [24 empty] | Take
| The rates for sub-switches include the mounting boxes frames and cutting into wall where | [17 empty] | Supply |  |  |  |  | down |  | down |  |  | Fix
| applicable. |  |  |  | and | [18 empty] | and |  | and set |  |  | only
| fix | [22 empty] | clear |  | aside for
| away | [24 empty] | re-use
White bakelite DP switch : -
| A | [22 empty] | B |  | C |  |  | D
| Each |  |  | $ | [19 empty] | $ |  | $ |  |  | $
28190 | 28190 | 20A.......................................................................................................................................................................................... | [18 empty] | 67.00 |  |  | 9.77 |  |  | 12.09 |  | 36.93 |  | 28190 |  |  | 28190 | 67.00 9.77 12.09 36.93 | 67 | 9.77 | 12.09 | 36.93 | 67 | 9.77 | 12.09 | 36.93
28191 | 28191 | 32A.......................................................................................................................................................................................... | [18 empty] | 100.19 |  |  | 9.77 |  |  | 12.09 |  | 36.93 |  | 28191 |  |  | 28191 | 100.19 9.77 12.09 36.93 | 100.19 | 9.77 | 12.09 | 36.93 | 100.19 | 9.77 | 12.09 | 36.93
28192 | 28192 | 45A.......................................................................................................................................................................................... | [18 empty] | 125.35 |  |  | 9.77 |  |  | 12.09 |  | 36.93 |  | 28192 |  |  | 28192 | 125.35 9.77 12.09 36.93 | 125.35 | 9.77 | 12.09 | 36.93 | 125.35 | 9.77 | 12.09 | 36.93
White bakelite DP switch with pilot light : -
Each
28193 | 28193 | 20A.......................................................................................................................................................................................... | [18 empty] | 76.40 |  |  | 9.77 |  |  | 12.09 |  | 36.93 |  | 28193 |  |  | 28193 | 76.40 9.77 12.09 36.93 | 76.4 | 9.77 | 12.09 | 36.93 | 76.4 | 9.77 | 12.09 | 36.93
28194 | 28194 | 32A.......................................................................................................................................................................................... | [18 empty] | 109.97 |  |  | 9.77 |  |  | 12.09 |  | 36.93 |  | 28194 |  |  | 28194 | 109.97 9.77 12.09 36.93 | 109.97 | 9.77 | 12.09 | 36.93 | 109.97 | 9.77 | 12.09 | 36.93
28195 | 28195 | 45A.......................................................................................................................................................................................... | [18 empty] | 132.11 |  |  | 9.77 |  |  | 12.09 |  | 36.93 |  | 28195 |  |  | 28195 | 132.11 9.77 12.09 36.93 | 132.11 | 9.77 | 12.09 | 36.93 | 132.11 | 9.77 | 12.09 | 36.93
Metalclad, surface mounted switch : -
Each
28196 | 28196 | 10A, 1 gang 1 way or 2 way.................................................................................................................................................... | [18 empty] | 114.74 |  |  | 9.77 |  |  | 12.09 |  | 36.93 |  | 28196 |  |  | 28196 | 114.74 9.77 12.09 36.93 | 114.74 | 9.77 | 12.09 | 36.93 | 114.74 | 9.77 | 12.09 | 36.93
28197 | 28197 | 10A, 2 gang 1 way or 2 way.................................................................................................................................................... | [18 empty] | 130.57 |  |  | 9.77 |  |  | 12.09 |  | 36.93 |  | 28197 |  |  | 28197 | 130.57 9.77 12.09 36.93 | 130.57 | 9.77 | 12.09 | 36.93 | 130.57 | 9.77 | 12.09 | 36.93
28198 | 28198 | 10A, 3 gang 1 way or 2 way.................................................................................................................................................... | [18 empty] | 178.01 |  |  | 9.77 |  |  | 12.09 |  | 36.93 |  | 28198 |  |  | 28198 | 178.01 9.77 12.09 36.93 | 178.01 | 9.77 | 12.09 | 36.93 | 178.01 | 9.77 | 12.09 | 36.93
28199 | 28199 | 20A, DP with pilot light.......................................................................................................................................................... | [18 empty] | 186.60 |  |  | 9.77 |  |  | 12.09 |  | 36.93 |  | 28199 |  |  | 28199 | 186.60 9.77 12.09 36.93 | 186.6 | 9.77 | 12.09 | 36.93 | 186.6 | 9.77 | 12.09 | 36.93
28200 | 28200 | 45A, DP with pilot light.......................................................................................................................................................... | [18 empty] | 522.14 |  |  | 9.77 |  |  | 12.09 |  | 36.93 |  | 28200 |  |  | 28200 | 522.14 9.77 12.09 36.93 | 522.14 | 9.77 | 12.09 | 36.93 | 522.14 | 9.77 | 12.09 | 36.93
28201 | 28201 | 32A, TPN with pilot light....................................................................................................................................................... | [18 empty] | 628.48 |  |  | 29.86 |  |  | 37.76 |  | 113.73 |  | 28201 |  |  | 28201 | 628.48 29.86 37.76 113.73 | 628.48 | 29.86 | 37.76 | 113.73 | 628.48 | 29.86 | 37.76 | 113.73
28202 | 28202 | 10A, lighting switch, 1 gang chromium plated brass cover................................................................................................... | [18 empty] | 235.37 |  |  | 9.77 |  |  | 12.09 |  | 36.93 |  | 28202 |  |  | 28202 | 235.37 9.77 12.09 36.93 | 235.37 | 9.77 | 12.09 | 36.93 | 235.37 | 9.77 | 12.09 | 36.93
28203 | 28203 | Ditto but 2 gang....................................................................................................................................................................... | [18 empty] | 259.75 |  |  | 9.77 |  |  | 12.09 |  | 36.93 |  | 28203 |  |  | 28203 | 259.75 9.77 12.09 36.93 | 259.75 | 9.77 | 12.09 | 36.93 | 259.75 | 9.77 | 12.09 | 36.93
Splashproof, flush mounted switch, protection class IP 56 : -
Each
28204 | 28204 | 10A, 1 gang 1 way SP............................................................................................................................................................. | [18 empty] | 186.86 |  |  | 20.19 |  |  | 25.31 |  | 77.31 |  | 28204 |  |  | 28204 | 186.86 20.19 25.31 77.31 | 186.86 | 20.19 | 25.31 | 77.31 | 186.86 | 20.19 | 25.31 | 77.31
28205 | 28205 | 10A, 1 gang 2 way SP............................................................................................................................................................. | [18 empty] | 189.65 |  |  | 20.19 |  |  | 25.31 |  | 77.31 |  | 28205 |  |  | 28205 | 189.65 20.19 25.31 77.31 | 189.65 | 20.19 | 25.31 | 77.31 | 189.65 | 20.19 | 25.31 | 77.31
28206 | 28206 | 10A, 1 gang 1 way DP............................................................................................................................................................ | [18 empty] | 293.70 |  |  | 20.19 |  |  | 25.31 |  | 77.31 |  | 28206 |  |  | 28206 | 293.70 20.19 25.31 77.31 | 293.7 | 20.19 | 25.31 | 77.31 | 293.7 | 20.19 | 25.31 | 77.31
28207 | 28207 | Ditto but 20A........................................................................................................................................................................... | [18 empty] | 403.37 |  |  | 20.19 |  |  | 25.31 |  | 77.31 |  | 28207 |  |  | 28207 | 403.37 20.19 25.31 77.31 | 403.37 | 20.19 | 25.31 | 77.31 | 403.37 | 20.19 | 25.31 | 77.31
28208 | 28208 | 10A, 2 gang 1 way SP............................................................................................................................................................. | [18 empty] | 275.18 |  |  | 20.19 |  |  | 25.31 |  | 77.31 |  | 28208 |  |  | 28208 | 275.18 20.19 25.31 77.31 | 275.18 | 20.19 | 25.31 | 77.31 | 275.18 | 20.19 | 25.31 | 77.31
28/14
28 | 28 | ELECTRICAL INSTALLATION - SMALL POWER DISTRIBUTION | [18 empty] | 28
| Item | Item
SUB-SWITCHES (CONT'D)
| Take | [24 empty] | Take
| The rates for sub-switches include the mounting boxes frames and cutting into wall where | [17 empty] | Supply |  |  |  |  | down |  | down |  |  | Fix
| applicable. |  |  |  | and | [18 empty] | and |  | and set |  |  | only
| fix | [22 empty] | clear |  | aside for
| away | [24 empty] | re-use
Splashproof, surface mounted switch, protection class IP44 : -
| A | [22 empty] | B |  | C |  |  | D
| Each |  |  | $ | [19 empty] | $ |  | $ |  |  | $
28209 | 28209 | 10A, 1 gang 1 way SP............................................................................................................................................................. | [18 empty] | 162.10 |  |  | 20.12 |  |  | 25.23 |  | 77.01 |  | 28209 |  |  | 28209 | 162.10 20.12 25.23 77.01 | 162.1 | 20.12 | 25.23 | 77.01 | 162.1 | 20.12 | 25.23 | 77.01
28210 | 28210 | 10A, 1 gang 2 way SP............................................................................................................................................................. | [18 empty] | 164.25 |  |  | 20.12 |  |  | 25.23 |  | 77.01 |  | 28210 |  |  | 28210 | 164.25 20.12 25.23 77.01 | 164.25 | 20.12 | 25.23 | 77.01 | 164.25 | 20.12 | 25.23 | 77.01
28211 | 28211 | 10A, 2 gang 1 way SP............................................................................................................................................................. | [18 empty] | 244.04 |  |  | 20.12 |  |  | 25.23 |  | 77.01 |  | 28211 |  |  | 28211 | 244.04 20.12 25.23 77.01 | 244.04 | 20.12 | 25.23 | 77.01 | 244.04 | 20.12 | 25.23 | 77.01
28212 | 28212 | 10A, 1 gang 1 way DP............................................................................................................................................................ | [18 empty] | 171.30 |  |  | 20.12 |  |  | 25.23 |  | 77.01 |  | 28212 |  |  | 28212 | 171.30 20.12 25.23 77.01 | 171.3 | 20.12 | 25.23 | 77.01 | 171.3 | 20.12 | 25.23 | 77.01
28213 | 28213 | Ditto but 20A, c/w pilot light ................................................................................................................................................. | [18 empty] | 249.92 |  |  | 20.12 |  |  | 25.23 |  | 77.01 |  | 28213 |  |  | 28213 | 249.92 20.12 25.23 77.01 | 249.92 | 20.12 | 25.23 | 77.01 | 249.92 | 20.12 | 25.23 | 77.01
28214 | 28214 | Switch, flameproof 10A.......................................................................................................................................................... | [18 empty] | 1,622.06 |  |  | 20.12 |  |  | 25.23 |  | 77.01 |  | 28214 |  |  | 28214 | 1,622.06 20.12 25.23 77.01 | 1622.06 | 20.12 | 25.23 | 77.01 | 1622.06 | 20.12 | 25.23 | 77.01
28215 | 28215 | Ditto but 16A........................................................................................................................................................................... | [18 empty] | 2,106.00 |  |  | 20.12 |  |  | 25.23 |  | 77.01 |  | 28215 |  |  | 28215 | 2,106.00 20.12 25.23 77.01 | 2106 | 20.12 | 25.23 | 77.01 | 2106 | 20.12 | 25.23 | 77.01
Stainless steel (304) plated grid switch c/w metal casing : -
Each
28216 | 28216 | 2 gang grid switch................................................................................................................................................................... | [18 empty] | 214.74 |  |  | 9.69 |  |  | 12.00 |  | 36.24 |  | 28216 |  |  | 28216 | 214.74 9.69 12.00 36.24 | 214.74 | 9.69 | 12 | 36.24 | 214.74 | 9.69 | 12 | 36.24
28217 | 28217 | 3 gang grid switch................................................................................................................................................................... | [18 empty] | 269.59 |  |  | 9.69 |  |  | 12.00 |  | 36.24 |  | 28217 |  |  | 28217 | 269.59 9.69 12.00 36.24 | 269.59 | 9.69 | 12 | 36.24 | 269.59 | 9.69 | 12 | 36.24
28218 | 28218 | 4 gang grid switch................................................................................................................................................................... | [18 empty] | 301.08 |  |  | 9.69 |  |  | 12.00 |  | 36.24 |  | 28218 |  |  | 28218 | 301.08 9.69 12.00 36.24 | 301.08 | 9.69 | 12 | 36.24 | 301.08 | 9.69 | 12 | 36.24
28219 | 28219 | 5 gang grid switch................................................................................................................................................................... | [18 empty] | 392.05 |  |  | 9.69 |  |  | 12.00 |  | 36.24 |  | 28219 |  |  | 28219 | 392.05 9.69 12.00 36.24 | 392.05 | 9.69 | 12 | 36.24 | 392.05 | 9.69 | 12 | 36.24
28220 | 28220 | 6 gang grid switch................................................................................................................................................................... | [18 empty] | 505.25 |  |  | 10.51 |  |  | 12.64 |  | 40.69 |  | 28220 |  |  | 28220 | 505.25 10.51 12.64 40.69 | 505.25 | 10.51 | 12.64 | 40.69 | 505.25 | 10.51 | 12.64 | 40.69
28221 | 28221 | 8 gang grid switch................................................................................................................................................................... | [18 empty] | 578.33 |  |  | 10.51 |  |  | 12.64 |  | 40.69 |  | 28221 |  |  | 28221 | 578.33 10.51 12.64 40.69 | 578.33 | 10.51 | 12.64 | 40.69 | 578.33 | 10.51 | 12.64 | 40.69
28222 | 28222 | 10 gang grid switch................................................................................................................................................................. | [18 empty] | 653.68 |  |  | 10.51 |  |  | 12.64 |  | 40.69 |  | 28222 |  |  | 28222 | 653.68 10.51 12.64 40.69 | 653.68 | 10.51 | 12.64 | 40.69 | 653.68 | 10.51 | 12.64 | 40.69
28223 | 28223 | 12 gang grid switch................................................................................................................................................................. | [18 empty] | 741.14 |  |  | 13.63 |  |  | 16.93 |  | 51.26 |  | 28223 |  |  | 28223 | 741.14 13.63 16.93 51.26 | 741.14 | 13.63 | 16.93 | 51.26 | 741.14 | 13.63 | 16.93 | 51.26
28224 | 28224 | 14 gang grid switch................................................................................................................................................................. | [18 empty] | 1,050.41 |  |  | 13.63 |  |  | 16.93 |  | 51.26 |  | 28224 |  |  | 28224 | 1,050.41 13.63 16.93 51.26 | 1050.41 | 13.63 | 16.93 | 51.26 | 1050.41 | 13.63 | 16.93 | 51.26
28225 | 28225 | 16 gang grid switch................................................................................................................................................................. | [18 empty] | 1,377.52 |  |  | 13.63 |  |  | 16.93 |  | 51.26 |  | 28225 |  |  | 28225 | 1,377.52 13.63 16.93 51.26 | 1377.52 | 13.63 | 16.93 | 51.26 | 1377.52 | 13.63 | 16.93 | 51.26
28226 | 28226 | 18 gang grid switch................................................................................................................................................................. | [18 empty] | 1,750.62 |  |  | 16.03 |  |  | 20.78 |  | 61.52 |  | 28226 |  |  | 28226 | 1,750.62 16.03 20.78 61.52 | 1750.62 | 16.03 | 20.78 | 61.52 | 1750.62 | 16.03 | 20.78 | 61.52
Keyswitch : -
Each
28227 | 28227 | Keytag...................................................................................................................................................................................... | [18 empty] | 54.74 |  |  | - |  |  | - |  | - |  | 28227 |  |  | 28227 | 54.74 - - - | 54.74 | #VALUE! | #VALUE! | #VALUE! | 54.74 | - | - | -
28228 | 28228 | 10A, wall unit keyswitch........................................................................................................................................................ | [18 empty] | 340.53 |  |  | 20.12 |  |  | 25.23 |  | 77.01 |  | 28228 |  |  | 28228 | 340.53 20.12 25.23 77.01 | 340.53 | 20.12 | 25.23 | 77.01 | 340.53 | 20.12 | 25.23 | 77.01
28229 | 28229 | 20A, DP wall unit keyswitch.................................................................................................................................................. | [18 empty] | 378.03 |  |  | 20.12 |  |  | 25.23 |  | 77.01 |  | 28229 |  |  | 28229 | 378.03 20.12 25.23 77.01 | 378.03 | 20.12 | 25.23 | 77.01 | 378.03 | 20.12 | 25.23 | 77.01
28/15
28 | 28 | ELECTRICAL INSTALLATION - SMALL POWER DISTRIBUTION | [18 empty] | 28
| Item | Item
SUB-SWITCHES (CONT'D)
| Take | [24 empty] | Take
| The rates for sub-switches include the mounting boxes frames and cutting into wall where | [17 empty] | Supply |  |  |  |  | down |  | down |  |  | Fix
| applicable. |  |  |  | and | [18 empty] | and |  | and set |  |  | only
| fix | [22 empty] | clear |  | aside for
| away | [24 empty] | re-use
Float switch : -
| A | [22 empty] | B |  | C |  |  | D
| Each |  |  | $ | [19 empty] | $ |  | $ |  |  | $
28230 | 28230 | Mercury float switch .............................................................................................................................................................. | [18 empty] | 414.02 |  |  | 26.29 |  |  | 32.97 |  | 99.73 |  | 28230 |  |  | 28230 | 414.02 26.29 32.97 99.73 | 414.02 | 26.29 | 32.97 | 99.73 | 414.02 | 26.29 | 32.97 | 99.73
28231 | 28231 | Galvanized steel bracket for mercury float switch................................................................................................................. | [18 empty] | 136.16 |  |  | 12.73 |  |  | 15.88 |  | 48.24 |  | 28231 |  |  | 28231 | 136.16 12.73 15.88 48.24 | 136.16 | 12.73 | 15.88 | 48.24 | 136.16 | 12.73 | 15.88 | 48.24
28232 | 28232 | Ditto but of stainless steel 316................................................................................................................................................ | [18 empty] | 323.10 |  |  | 12.73 |  |  | 15.88 |  | 48.24 |  | 28232 |  |  | 28232 | 323.10 12.73 15.88 48.24 | 323.1 | 12.73 | 15.88 | 48.24 | 323.1 | 12.73 | 15.88 | 48.24
Ceiling switch, cord or chain operated : -
Each
28233 | 28233 | 6A, 1 way or 2 way SP............................................................................................................................................................ | [18 empty] | 66.86 |  |  | 9.69 |  |  | 11.98 |  | 36.61 |  | 28233 |  |  | 28233 | 66.86 9.69 11.98 36.61 | 66.86 | 9.69 | 11.98 | 36.61 | 66.86 | 9.69 | 11.98 | 36.61
28234 | 28234 | 10A, 1 way SP......................................................................................................................................................................... | [18 empty] | 69.44 |  |  | 9.69 |  |  | 11.98 |  | 36.61 |  | 28234 |  |  | 28234 | 69.44 9.69 11.98 36.61 | 69.44 | 9.69 | 11.98 | 36.61 | 69.44 | 9.69 | 11.98 | 36.61
28235 | 28235 | 10A, 2 way SP......................................................................................................................................................................... | [18 empty] | 74.36 |  |  | 9.69 |  |  | 11.98 |  | 36.61 |  | 28235 |  |  | 28235 | 74.36 9.69 11.98 36.61 | 74.36 | 9.69 | 11.98 | 36.61 | 74.36 | 9.69 | 11.98 | 36.61
28236 | 28236 | 15A, 1 way SP......................................................................................................................................................................... | [18 empty] | 77.74 |  |  | 9.69 |  |  | 11.98 |  | 36.61 |  | 28236 |  |  | 28236 | 77.74 9.69 11.98 36.61 | 77.74 | 9.69 | 11.98 | 36.61 | 77.74 | 9.69 | 11.98 | 36.61
28237 | 28237 | 16A, 1 way DP........................................................................................................................................................................ | [18 empty] | 81.29 |  |  | 9.69 |  |  | 11.98 |  | 36.61 |  | 28237 |  |  | 28237 | 81.29 9.69 11.98 36.61 | 81.29 | 9.69 | 11.98 | 36.61 | 81.29 | 9.69 | 11.98 | 36.61
Miscellaneous switch : -
Each
28238 | 28238 | Emergency stop switch, metalclad, heavy duty type.............................................................................................................. | [18 empty] | 380.71 |  |  | 12.73 |  |  | 15.88 |  | 48.24 |  | 28238 |  |  | 28238 | 380.71 12.73 15.88 48.24 | 380.71 | 12.73 | 15.88 | 48.24 | 380.71 | 12.73 | 15.88 | 48.24
28239 | 28239 | Push button switch, 5A, bakelite miniature panel mounting................................................................................................. | [18 empty] | 232.20 |  |  | 4.03 |  |  | 4.74 |  | 15.37 |  | 28239 |  |  | 28239 | 232.20 4.03 4.74 15.37 | 232.2 | 4.03 | 4.74 | 15.37 | 232.2 | 4.03 | 4.74 | 15.37
28240 | 28240 | On-off pull switch, 2A, for fluorescent fitting, fitted with ball chain and metal tassel......................................................... | [18 empty] | 61.54 |  |  | 4.03 |  |  | 4.74 |  | 15.37 |  | 28240 |  |  | 28240 | 61.54 4.03 4.74 15.37 | 61.54 | 4.03 | 4.74 | 15.37 | 61.54 | 4.03 | 4.74 | 15.37
28241 | 28241 | Toggle switch, 10/ 15A, 2 way............................................................................................................................................... | [18 empty] | 49.61 |  |  | 6.79 |  |  | 8.11 |  | 24.00 |  | 28241 |  |  | 28241 | 49.61 6.79 8.11 24.00 | 49.61 | 6.79 | 8.11 | 24 | 49.61 | 6.79 | 8.11 | 24
28242 | 28242 | Photo electric daylight switch 220V 50Hz............................................................................................................................. | [18 empty] | 471.76 |  |  | 25.31 |  |  | 32.71 |  | 98.49 |  | 28242 |  |  | 28242 | 471.76 25.31 32.71 98.49 | 471.76 | 25.31 | 32.71 | 98.49 | 471.76 | 25.31 | 32.71 | 98.49
28243 | 28243 | Dusk/ Dawn Photo electric switch, light threshold from 20 - 500 lux, adjustable ............................................................... | [18 empty] | 1,301.43 |  |  | 19.04 |  |  | 23.87 |  | 72.81 |  | 28243 |  |  | 28243 | 1,301.43 19.04 23.87 72.81 | 1301.43 | 19.04 | 23.87 | 72.81 | 1301.43 | 19.04 | 23.87 | 72.81
28244 | 28244 | Photo-electric control 1000W/ 1500VA 220 - 240V with standard 3-prong EEI-NEMA twist
| lock mounting.......................................................................................................................................................................... | [19 empty] | 553.47 |  |  | 26.95 |  |  | 33.81 |  | 102.27 |  | 28244 |  |  | 28244 | 553.47 26.95 33.81 102.27 | 553.47 | 26.95 | 33.81 | 102.27 | 553.47 | 26.95 | 33.81 | 102.27
28245 | 28245 | Socket (or mount) with standard EEI-NEMA twist lock receptacle for photo-electric control............................................ | [18 empty] | 102.13 |  |  | 13.00 |  |  | 16.28 |  | 49.53 |  | 28245 |  |  | 28245 | 102.13 13.00 16.28 49.53 | 102.13 | 13 | 16.28 | 49.53 | 102.13 | 13 | 16.28 | 49.53
28/16
28 | 28 | ELECTRICAL INSTALLATION - SMALL POWER DISTRIBUTION | [18 empty] | 28
| Item | Item
| BELLS AND BELL ACCESSORIES | [11 empty] | Take | [12 empty] | Take
| Supply | [22 empty] | down |  | down |  |  | Fix
| and | [22 empty] | and |  | and set |  |  | only
| fix | [22 empty] | clear |  | aside for
| away | [24 empty] | re-use
| A | [22 empty] | B |  | C |  |  | D
| Each |  |  | $ | [19 empty] | $ |  | $ |  |  | $
28246 | 28246 | Door bell with bakelite case, battery operated type, of any rating......................................................................................... | [18 empty] | 137.16 |  |  | 13.35 |  |  | 15.75 |  | 41.03 |  | 28246 |  |  | 28246 | 137.16 13.35 15.75 41.03 | 137.16 | 13.35 | 15.75 | 41.03 | 137.16 | 13.35 | 15.75 | 41.03
28247 | 28247 | Door bell, 2 notes, 8V, without transformer........................................................................................................................... | [18 empty] | 155.64 |  |  | 13.35 |  |  | 15.75 |  | 41.03 |  | 28247 |  |  | 28247 | 155.64 13.35 15.75 41.03 | 155.64 | 13.35 | 15.75 | 41.03 | 155.64 | 13.35 | 15.75 | 41.03
28248 | 28248 | Door bell, 2 notes, 8V, with 220V/ 8V transformer............................................................................................................... | [18 empty] | 192.04 |  |  | 13.35 |  |  | 15.75 |  | 41.03 |  | 28248 |  |  | 28248 | 192.04 13.35 15.75 41.03 | 192.04 | 13.35 | 15.75 | 41.03 | 192.04 | 13.35 | 15.75 | 41.03
28249 | 28249 | Bell, underdome type, circular 75 mm diameter, 4.5, 6.0 or 12.0V...................................................................................... | [18 empty] | 243.75 |  |  | 13.35 |  |  | 15.75 |  | 41.03 |  | 28249 |  |  | 28249 | 243.75 13.35 15.75 41.03 | 243.75 | 13.35 | 15.75 | 41.03 | 243.75 | 13.35 | 15.75 | 41.03
28250 | 28250 | Ditto but circular and insulated pattern, 100 mm diameter, 12 or 24V................................................................................. | [18 empty] | 270.15 |  |  | 13.35 |  |  | 15.75 |  | 41.03 |  | 28250 |  |  | 28250 | 270.15 13.35 15.75 41.03 | 270.15 | 13.35 | 15.75 | 41.03 | 270.15 | 13.35 | 15.75 | 41.03
28251 | 28251 | Alarm bell, waterproof, 150 mm diameter gong, cast iron pattern continuous ringing,
| 220V A.C. or 24V D.C........................................................................................................................................................... | [19 empty] | 345.20 |  |  | 13.35 |  |  | 15.75 |  | 41.03 |  | 28251 |  |  | 28251 | 345.20 13.35 15.75 41.03 | 345.2 | 13.35 | 15.75 | 41.03 | 345.2 | 13.35 | 15.75 | 41.03
28252 | 28252 | Alarm bell, waterproof, 225 mm diameter gong, cast iron pattern continuous ringing,
| 220V A.C. or 24V D.C........................................................................................................................................................... | [19 empty] | 681.56 |  |  | 13.35 |  |  | 15.75 |  | 41.03 |  | 28252 |  |  | 28252 | 681.56 13.35 15.75 41.03 | 681.56 | 13.35 | 15.75 | 41.03 | 681.56 | 13.35 | 15.75 | 41.03
28253 | 28253 | Mini buzzer, 51 mm diameter, 8/ 12V A.C. .......................................................................................................................... | [18 empty] | 76.51 |  |  | 13.35 |  |  | 15.75 |  | 41.03 |  | 28253 |  |  | 28253 | 76.51 13.35 15.75 41.03 | 76.51 | 13.35 | 15.75 | 41.03 | 76.51 | 13.35 | 15.75 | 41.03
28254 | 28254 | Mini buzzer, 71 mm diameter, 8/ 12V A.C. .......................................................................................................................... | [18 empty] | 92.09 |  |  | 13.35 |  |  | 15.75 |  | 41.03 |  | 28254 |  |  | 28254 | 92.09 13.35 15.75 41.03 | 92.09 | 13.35 | 15.75 | 41.03 | 92.09 | 13.35 | 15.75 | 41.03
28255 | 28255 | Buzzer 24V A.C. with case..................................................................................................................................................... | [18 empty] | 125.70 |  |  | 13.35 |  |  | 15.75 |  | 41.03 |  | 28255 |  |  | 28255 | 125.70 13.35 15.75 41.03 | 125.7 | 13.35 | 15.75 | 41.03 | 125.7 | 13.35 | 15.75 | 41.03
28256 | 28256 | Buzzer 8V A.C. with case....................................................................................................................................................... | [18 empty] | 137.68 |  |  | 13.35 |  |  | 15.75 |  | 41.03 |  | 28256 |  |  | 28256 | 137.68 13.35 15.75 41.03 | 137.68 | 13.35 | 15.75 | 41.03 | 137.68 | 13.35 | 15.75 | 41.03
28257 | 28257 | Bell indicator, unit pendulum type, 6 - 9 ways....................................................................................................................... | [18 empty] | 58.08 |  |  | 13.35 |  |  | 15.75 |  | 41.03 |  | 28257 |  |  | 28257 | 58.08 13.35 15.75 41.03 | 58.08 | 13.35 | 15.75 | 41.03 | 58.08 | 13.35 | 15.75 | 41.03
28258 | 28258 | Bell push, flush type with bakelite plate on BS 4662 Box/ IEC 60670 Box ........................................................................ | [18 empty] | 59.49 |  |  | 10.83 |  |  | 13.42 |  | 33.42 |  | 28258 |  |  | 28258 | 59.49 10.83 13.42 33.42 | 59.49 | 10.83 | 13.42 | 33.42 | 59.49 | 10.83 | 13.42 | 33.42
28259 | 28259 | Weatherproof bell push, rated IP65........................................................................................................................................ | [18 empty] | 272.06 |  |  | 18.79 |  |  | 23.26 |  | 70.61 |  | 28259 |  |  | 28259 | 272.06 18.79 23.26 70.61 | 272.06 | 18.79 | 23.26 | 70.61 | 272.06 | 18.79 | 23.26 | 70.61
28260 | 28260 | Bell push, foot operated floor type......................................................................................................................................... | [18 empty] | 199.59 |  |  | 10.83 |  |  | 13.42 |  | 33.42 |  | 28260 |  |  | 28260 | 199.59 10.83 13.42 33.42 | 199.59 | 10.83 | 13.42 | 33.42 | 199.59 | 10.83 | 13.42 | 33.42
28261 | 28261 | Bell push, surface mounted..................................................................................................................................................... | [18 empty] | 48.52 |  |  | 10.83 |  |  | 13.42 |  | 33.42 |  | 28261 |  |  | 28261 | 48.52 10.83 13.42 33.42 | 48.52 | 10.83 | 13.42 | 33.42 | 48.52 | 10.83 | 13.42 | 33.42
28262 | 28262 | Bell transformer, 220/ 4V....................................................................................................................................................... | [18 empty] | 187.35 |  |  | 13.35 |  |  | 15.75 |  | 41.03 |  | 28262 |  |  | 28262 | 187.35 13.35 15.75 41.03 | 187.35 | 13.35 | 15.75 | 41.03 | 187.35 | 13.35 | 15.75 | 41.03
28263 | 28263 | Bell transformer, 220/ 8V....................................................................................................................................................... | [18 empty] | 188.54 |  |  | 13.35 |  |  | 15.75 |  | 41.03 |  | 28263 |  |  | 28263 | 188.54 13.35 15.75 41.03 | 188.54 | 13.35 | 15.75 | 41.03 | 188.54 | 13.35 | 15.75 | 41.03
28264 | 28264 | Bell transformer, 220/ 12V..................................................................................................................................................... | [18 empty] | 263.10 |  |  | 13.35 |  |  | 15.75 |  | 41.03 |  | 28264 |  |  | 28264 | 263.10 13.35 15.75 41.03 | 263.1 | 13.35 | 15.75 | 41.03 | 263.1 | 13.35 | 15.75 | 41.03
28265 | 28265 | Bell transformer, 220/ 24V..................................................................................................................................................... | [18 empty] | 275.21 |  |  | 13.35 |  |  | 15.75 |  | 41.03 |  | 28265 |  |  | 28265 | 275.21 13.35 15.75 41.03 | 275.21 | 13.35 | 15.75 | 41.03 | 275.21 | 13.35 | 15.75 | 41.03
28266 | 28266 | Control relay, with bakelite case plug-in type coil voltage 12/ 24/ 48V................................................................................ | [18 empty] | 156.26 |  |  | 13.35 |  |  | 15.75 |  | 41.03 |  | 28266 |  |  | 28266 | 156.26 13.35 15.75 41.03 | 156.26 | 13.35 | 15.75 | 41.03 | 156.26 | 13.35 | 15.75 | 41.03
28267 | 28267 | Ditto but coil voltage 110/ 220V............................................................................................................................................ | [18 empty] | 181.66 |  |  | 13.35 |  |  | 15.75 |  | 41.03 |  | 28267 |  |  | 28267 | 181.66 13.35 15.75 41.03 | 181.66 | 13.35 | 15.75 | 41.03 | 181.66 | 13.35 | 15.75 | 41.03
28/17
28 | 28 | ELECTRICAL INSTALLATION - SMALL POWER DISTRIBUTION | [18 empty] | 28
| Item | Item
CONDUITS AND CONDUIT FITTING
| Take | [24 empty] | Take
| Heavy gauge galvanized welded screwed steel conduit to IEC 61386-21, c/w all | [16 empty] | Supply | [5 empty] | down |  | down |  |  | Fix
| necessary accessories and fixed in saddles, chases, screed, within dry partition | [16 empty] | and | [5 empty] | and |  | and set |  |  | only
| or on shuttering : - |  |  |  |  | fix | [17 empty] | clear |  | aside for
| away | [24 empty] | re-use
Concealed conduit : -
| A | [22 empty] | B |  | C |  |  | D
| Per linear metre |  |  |  |  | $ | [17 empty] | $ |  | $ |  |  | $
28268 | 28268 | 20 mm diameter....................................................................................................................................................................... | [18 empty] | 43.78 |  |  | - |  |  | - |  | 18.04 |  | 28268 |  |  | 28268 | 43.78 - - 18.04 | 43.78 | #VALUE! | #VALUE! | 18.04 | 43.78 | - | - | 18.04
28269 | 28269 | 25 mm diameter ...................................................................................................................................................................... | [18 empty] | 49.86 |  |  | - |  |  | - |  | 18.04 |  | 28269 |  |  | 28269 | 49.86 - - 18.04 | 49.86 | #VALUE! | #VALUE! | 18.04 | 49.86 | - | - | 18.04
28270 | 28270 | 32 mm diameter....................................................................................................................................................................... | [18 empty] | 58.20 |  |  | - |  |  | - |  | 23.12 |  | 28270 |  |  | 28270 | 58.20 - - 23.12 | 58.2 | #VALUE! | #VALUE! | 23.12 | 58.2 | - | - | 23.12
Surface mounted conduit including all types of spacing saddles : -
Per linear metre
28271 | 28271 | 20 mm diameter....................................................................................................................................................................... | [18 empty] | 71.80 |  |  | 9.52 |  |  | 11.62 |  | 38.36 |  | 28271 |  |  | 28271 | 71.80 9.52 11.62 38.36 | 71.8 | 9.52 | 11.62 | 38.36 | 71.8 | 9.52 | 11.62 | 38.36
28272 | 28272 | 25 mm diameter ...................................................................................................................................................................... | [18 empty] | 89.09 |  |  | 9.52 |  |  | 11.62 |  | 38.36 |  | 28272 |  |  | 28272 | 89.09 9.52 11.62 38.36 | 89.09 | 9.52 | 11.62 | 38.36 | 89.09 | 9.52 | 11.62 | 38.36
28273 | 28273 | 32 mm diameter....................................................................................................................................................................... | [18 empty] | 106.90 |  |  | 10.83 |  |  | 13.41 |  | 42.80 |  | 28273 |  |  | 28273 | 106.90 10.83 13.41 42.80 | 106.9 | 10.83 | 13.41 | 42.8 | 106.9 | 10.83 | 13.41 | 42.8
28274 | 28274 | 40 mm diameter....................................................................................................................................................................... | [18 empty] | 111.35 |  |  | 10.97 |  |  | 14.07 |  | 44.49 |  | 28274 |  |  | 28274 | 111.35 10.97 14.07 44.49 | 111.35 | 10.97 | 14.07 | 44.49 | 111.35 | 10.97 | 14.07 | 44.49
28275 | 28275 | 50 mm diameter....................................................................................................................................................................... | [18 empty] | 138.78 |  |  | 11.47 |  |  | 14.71 |  | 50.60 |  | 28275 |  |  | 28275 | 138.78 11.47 14.71 50.60 | 138.78 | 11.47 | 14.71 | 50.6 | 138.78 | 11.47 | 14.71 | 50.6
Heavy gauge PVC conduit c/w all necessary accessories and fixed in saddles, chases,
screed, within dry partition, or on shuttering : -
Per linear metre
28276 | 28276 | 20 mm diameter....................................................................................................................................................................... | [18 empty] | 30.27 |  |  | 4.78 |  |  | 5.86 |  | 14.63 |  | 28276 |  |  | 28276 | 30.27 4.78 5.86 14.63 | 30.27 | 4.78 | 5.86 | 14.63 | 30.27 | 4.78 | 5.86 | 14.63
28277 | 28277 | 25 mm diameter....................................................................................................................................................................... | [18 empty] | 37.96 |  |  | 5.62 |  |  | 6.97 |  | 17.94 |  | 28277 |  |  | 28277 | 37.96 5.62 6.97 17.94 | 37.96 | 5.62 | 6.97 | 17.94 | 37.96 | 5.62 | 6.97 | 17.94
28278 | 28278 | 32 mm diameter....................................................................................................................................................................... | [18 empty] | 47.64 |  |  | 5.88 |  |  | 7.33 |  | 19.34 |  | 28278 |  |  | 28278 | 47.64 5.88 7.33 19.34 | 47.64 | 5.88 | 7.33 | 19.34 | 47.64 | 5.88 | 7.33 | 19.34
Draw wire in conduit : -
Per linear metre
28279 | 28279 | Draw wire................................................................................................................................................................................ | [18 empty] | 1.92 |  |  | - |  |  | - |  | 1.65 |  | 28279 |  |  | 28279 | 1.92 - - 1.65 | 1.92 | #VALUE! | #VALUE! | 1.65 | 1.92 | - | - | 1.65
28/18
28 | 28 | ELECTRICAL INSTALLATION - SMALL POWER DISTRIBUTION | [18 empty] | 28
| Item | Item
| CONDUITS AND CONDUIT FITTING (CONT'D) | [14 empty] | Take | [9 empty] | Take
| Supply | [22 empty] | down |  | down |  |  | Fix
| and | [22 empty] | and |  | and set |  |  | only
| Watertight flexible metallic conduit c/w all necessary accessories : - | [16 empty] | fix | [5 empty] | clear |  | aside for
| away | [24 empty] | re-use
| A | [22 empty] | B |  | C |  |  | D
| Per linear metre |  |  |  |  | $ | [17 empty] | $ |  | $ |  |  | $
28280 | 28280 | 20 mm diameter....................................................................................................................................................................... | [18 empty] | 34.61 |  |  | 8.60 |  |  | 10.32 |  | 13.42 |  | 28280 |  |  | 28280 | 34.61 8.60 10.32 13.42 | 34.61 | 8.6 | 10.32 | 13.42 | 34.61 | 8.6 | 10.32 | 13.42
28281 | 28281 | 25 mm diameter....................................................................................................................................................................... | [18 empty] | 42.65 |  |  | 8.60 |  |  | 10.32 |  | 13.42 |  | 28281 |  |  | 28281 | 42.65 8.60 10.32 13.42 | 42.65 | 8.6 | 10.32 | 13.42 | 42.65 | 8.6 | 10.32 | 13.42
28282 | 28282 | 32 mm diameter....................................................................................................................................................................... | [18 empty] | 50.18 |  |  | 8.60 |  |  | 10.32 |  | 13.42 |  | 28282 |  |  | 28282 | 50.18 8.60 10.32 13.42 | 50.18 | 8.6 | 10.32 | 13.42 | 50.18 | 8.6 | 10.32 | 13.42
28283 | 28283 | 40 mm diameter....................................................................................................................................................................... | [18 empty] | 75.50 |  |  | 9.40 |  |  | 11.27 |  | 14.59 |  | 28283 |  |  | 28283 | 75.50 9.40 11.27 14.59 | 75.5 | 9.4 | 11.27 | 14.59 | 75.5 | 9.4 | 11.27 | 14.59
28284 | 28284 | 50 mm diameter....................................................................................................................................................................... | [18 empty] | 107.63 |  |  | 9.40 |  |  | 11.27 |  | 14.59 |  | 28284 |  |  | 28284 | 107.63 9.40 11.27 14.59 | 107.63 | 9.4 | 11.27 | 14.59 | 107.63 | 9.4 | 11.27 | 14.59
Watertight flexible metallic conduit with PVC sheathed c/w all necessary accessories : -
Per linear metre
28285 | 28285 | 20 mm diameter....................................................................................................................................................................... | [18 empty] | 34.61 |  |  | 8.60 |  |  | 10.32 |  | 13.42 |  | 28285 |  |  | 28285 | 34.61 8.60 10.32 13.42 | 34.61 | 8.6 | 10.32 | 13.42 | 34.61 | 8.6 | 10.32 | 13.42
28286 | 28286 | 25 mm diameter....................................................................................................................................................................... | [18 empty] | 42.65 |  |  | 8.60 |  |  | 10.32 |  | 13.42 |  | 28286 |  |  | 28286 | 42.65 8.60 10.32 13.42 | 42.65 | 8.6 | 10.32 | 13.42 | 42.65 | 8.6 | 10.32 | 13.42
28287 | 28287 | 32 mm diameter....................................................................................................................................................................... | [18 empty] | 50.18 |  |  | 8.60 |  |  | 10.32 |  | 13.42 |  | 28287 |  |  | 28287 | 50.18 8.60 10.32 13.42 | 50.18 | 8.6 | 10.32 | 13.42 | 50.18 | 8.6 | 10.32 | 13.42
28288 | 28288 | 40 mm diameter....................................................................................................................................................................... | [18 empty] | 62.66 |  |  | 9.40 |  |  | 11.27 |  | 14.59 |  | 28288 |  |  | 28288 | 62.66 9.40 11.27 14.59 | 62.66 | 9.4 | 11.27 | 14.59 | 62.66 | 9.4 | 11.27 | 14.59
28289 | 28289 | 50 mm diameter....................................................................................................................................................................... | [18 empty] | 115.26 |  |  | 9.40 |  |  | 11.27 |  | 14.59 |  | 28289 |  |  | 28289 | 115.26 9.40 11.27 14.59 | 115.26 | 9.4 | 11.27 | 14.59 | 115.26 | 9.4 | 11.27 | 14.59
Adaptors male/ female for flexible metallic conduit, brass, sweated or screwed onto
conduit of the following sizes : -
Each
28290 | 28290 | 20 mm diameter....................................................................................................................................................................... | [18 empty] | 10.07 |  |  | 2.49 |  |  | 2.90 |  | 7.38 |  | 28290 |  |  | 28290 | 10.07 2.49 2.90 7.38 | 10.07 | 2.49 | 2.9 | 7.38 | 10.07 | 2.49 | 2.9 | 7.38
28291 | 28291 | 25 mm diameter....................................................................................................................................................................... | [18 empty] | 12.09 |  |  | 2.49 |  |  | 2.90 |  | 7.38 |  | 28291 |  |  | 28291 | 12.09 2.49 2.90 7.38 | 12.09 | 2.49 | 2.9 | 7.38 | 12.09 | 2.49 | 2.9 | 7.38
28292 | 28292 | 32 mm diameter....................................................................................................................................................................... | [18 empty] | 16.03 |  |  | 2.49 |  |  | 2.90 |  | 7.38 |  | 28292 |  |  | 28292 | 16.03 2.49 2.90 7.38 | 16.03 | 2.49 | 2.9 | 7.38 | 16.03 | 2.49 | 2.9 | 7.38
28293 | 28293 | 40 mm diameter....................................................................................................................................................................... | [18 empty] | 22.25 |  |  | 2.49 |  |  | 2.90 |  | 7.38 |  | 28293 |  |  | 28293 | 22.25 2.49 2.90 7.38 | 22.25 | 2.49 | 2.9 | 7.38 | 22.25 | 2.49 | 2.9 | 7.38
28294 | 28294 | 50 mm diameter....................................................................................................................................................................... | [18 empty] | 29.50 |  |  | 3.01 |  |  | 3.69 |  | 9.32 |  | 28294 |  |  | 28294 | 29.50 3.01 3.69 9.32 | 29.5 | 3.01 | 3.69 | 9.32 | 29.5 | 3.01 | 3.69 | 9.32
28/19
28 | 28 | ELECTRICAL INSTALLATION - SMALL POWER DISTRIBUTION | [18 empty] | 28
| Item | Item
| CONDUITS AND CONDUIT FITTING (CONT'D) | [14 empty] | Take | [9 empty] | Take
| Supply | [22 empty] | down |  | down |  |  | Fix
| and | [22 empty] | and |  | and set |  |  | only
| Brass female bushes for conduit of the following sizes : - | [14 empty] | fix | [7 empty] | clear |  | aside for
| away | [24 empty] | re-use
| A | [22 empty] | B |  | C |  |  | D
| Each |  |  | $ | [19 empty] | $ |  | $ |  |  | $
28295 | 28295 | 20 mm diameter....................................................................................................................................................................... | [18 empty] | 2.94 |  |  | 0.69 |  |  | 0.83 |  | 2.00 |  | 28295 |  |  | 28295 | 2.94 0.69 0.83 2.00 | 2.94 | 0.69 | 0.83 | 2 | 2.94 | 0.69 | 0.83 | 2
28296 | 28296 | 25 mm diameter....................................................................................................................................................................... | [18 empty] | 3.58 |  |  | 0.69 |  |  | 0.83 |  | 2.00 |  | 28296 |  |  | 28296 | 3.58 0.69 0.83 2.00 | 3.58 | 0.69 | 0.83 | 2 | 3.58 | 0.69 | 0.83 | 2
28297 | 28297 | 32 mm diameter....................................................................................................................................................................... | [18 empty] | 4.26 |  |  | 0.69 |  |  | 0.83 |  | 2.00 |  | 28297 |  |  | 28297 | 4.26 0.69 0.83 2.00 | 4.26 | 0.69 | 0.83 | 2 | 4.26 | 0.69 | 0.83 | 2
28298 | 28298 | 40 mm diameter....................................................................................................................................................................... | [18 empty] | 5.50 |  |  | 0.83 |  |  | 1.00 |  | 2.29 |  | 28298 |  |  | 28298 | 5.50 0.83 1.00 2.29 | 5.5 | 0.83 | 1 | 2.29 | 5.5 | 0.83 | 1 | 2.29
28299 | 28299 | 50 mm diameter....................................................................................................................................................................... | [18 empty] | 11.17 |  |  | 1.19 |  |  | 1.35 |  | 3.59 |  | 28299 |  |  | 28299 | 11.17 1.19 1.35 3.59 | 11.17 | 1.19 | 1.35 | 3.59 | 11.17 | 1.19 | 1.35 | 3.59
Brass male bushes for conduit of the following sizes : -
Each
28300 | 28300 | 20 mm diameter....................................................................................................................................................................... | [18 empty] | 3.11 |  |  | 0.69 |  |  | 0.83 |  | 2.00 |  | 28300 |  |  | 28300 | 3.11 0.69 0.83 2.00 | 3.11 | 0.69 | 0.83 | 2 | 3.11 | 0.69 | 0.83 | 2
28301 | 28301 | 25 mm diameter....................................................................................................................................................................... | [18 empty] | 3.88 |  |  | 0.69 |  |  | 0.83 |  | 2.00 |  | 28301 |  |  | 28301 | 3.88 0.69 0.83 2.00 | 3.88 | 0.69 | 0.83 | 2 | 3.88 | 0.69 | 0.83 | 2
28302 | 28302 | 32 mm diameter....................................................................................................................................................................... | [18 empty] | 4.47 |  |  | 0.69 |  |  | 0.83 |  | 2.00 |  | 28302 |  |  | 28302 | 4.47 0.69 0.83 2.00 | 4.47 | 0.69 | 0.83 | 2 | 4.47 | 0.69 | 0.83 | 2
28303 | 28303 | 40 mm diameter....................................................................................................................................................................... | [18 empty] | 6.46 |  |  | 0.83 |  |  | 1.00 |  | 2.29 |  | 28303 |  |  | 28303 | 6.46 0.83 1.00 2.29 | 6.46 | 0.83 | 1 | 2.29 | 6.46 | 0.83 | 1 | 2.29
28304 | 28304 | 50 mm diameter....................................................................................................................................................................... | [18 empty] | 10.90 |  |  | 1.19 |  |  | 1.35 |  | 3.59 |  | 28304 |  |  | 28304 | 10.90 1.19 1.35 3.59 | 10.9 | 1.19 | 1.35 | 3.59 | 10.9 | 1.19 | 1.35 | 3.59
Rubber grommets of the following sizes : -
Each
28305 | 28305 | 20 mm diameter....................................................................................................................................................................... | [18 empty] | 2.29 |  |  | 0.69 |  |  | 0.83 |  | 2.00 |  | 28305 |  |  | 28305 | 2.29 0.69 0.83 2.00 | 2.29 | 0.69 | 0.83 | 2 | 2.29 | 0.69 | 0.83 | 2
28306 | 28306 | 25 mm diameter....................................................................................................................................................................... | [18 empty] | 2.59 |  |  | 0.69 |  |  | 0.83 |  | 2.00 |  | 28306 |  |  | 28306 | 2.59 0.69 0.83 2.00 | 2.59 | 0.69 | 0.83 | 2 | 2.59 | 0.69 | 0.83 | 2
28307 | 28307 | 32 mm diameter....................................................................................................................................................................... | [18 empty] | 2.94 |  |  | 0.69 |  |  | 0.83 |  | 2.00 |  | 28307 |  |  | 28307 | 2.94 0.69 0.83 2.00 | 2.94 | 0.69 | 0.83 | 2 | 2.94 | 0.69 | 0.83 | 2
28308 | 28308 | 40 mm diameter....................................................................................................................................................................... | [18 empty] | 3.75 |  |  | 0.83 |  |  | 1.00 |  | 2.29 |  | 28308 |  |  | 28308 | 3.75 0.83 1.00 2.29 | 3.75 | 0.83 | 1 | 2.29 | 3.75 | 0.83 | 1 | 2.29
28309 | 28309 | 50 mm diameter....................................................................................................................................................................... | [18 empty] | 5.67 |  |  | 1.19 |  |  | 1.35 |  | 3.59 |  | 28309 |  |  | 28309 | 5.67 1.19 1.35 3.59 | 5.67 | 1.19 | 1.35 | 3.59 | 5.67 | 1.19 | 1.35 | 3.59
28/20
28 | 28 | ELECTRICAL INSTALLATION - SMALL POWER DISTRIBUTION | [18 empty] | 28
| Item | Item
| CONDUITS AND CONDUIT FITTING (CONT'D) | [14 empty] | Take | [9 empty] | Take
| Supply | [22 empty] | down |  | down |  |  | Fix
| and | [22 empty] | and |  | and set |  |  | only
| Conduit boxes, malleable iron (galvanized) for heavy gauge steel conduits, round | [16 empty] | fix | [5 empty] | clear |  | aside for
| without lids for conduit of the following sizes : - | [11 empty] | away | [12 empty] | re-use
| A | [22 empty] | B |  | C |  |  | D
| Each |  |  | $ | [19 empty] | $ |  | $ |  |  | $
28310 | 28310 | 20 mm diameter standard BESA boxes with 51 mm fixing centres...................................................................................... | [18 empty] | 31.37 |  |  | 6.85 |  |  | 8.27 |  | 21.13 |  | 28310 |  |  | 28310 | 31.37 6.85 8.27 21.13 | 31.37 | 6.85 | 8.27 | 21.13 | 31.37 | 6.85 | 8.27 | 21.13
28311 | 28311 | 20 mm diameter deep pattern standard BESA boxes with 51 mm fixing centres................................................................. | [18 empty] | 35.03 |  |  | 6.85 |  |  | 8.27 |  | 21.13 |  | 28311 |  |  | 28311 | 35.03 6.85 8.27 21.13 | 35.03 | 6.85 | 8.27 | 21.13 | 35.03 | 6.85 | 8.27 | 21.13
28312 | 28312 | Lids and screws for standard BESA boxes............................................................................................................................. | [18 empty] | 9.36 |  |  | 1.69 |  |  | 2.08 |  | 5.16 |  | 28312 |  |  | 28312 | 9.36 1.69 2.08 5.16 | 9.36 | 1.69 | 2.08 | 5.16 | 9.36 | 1.69 | 2.08 | 5.16
28313 | 28313 | Break joint ring, galvanized iron............................................................................................................................................ | [18 empty] | 8.29 |  |  | 1.69 |  |  | 2.08 |  | 5.16 |  | 28313 |  |  | 28313 | 8.29 1.69 2.08 5.16 | 8.29 | 1.69 | 2.08 | 5.16 | 8.29 | 1.69 | 2.08 | 5.16
28314 | 28314 | Metal break ring, or overlapping plate, galvanized iron, suitable for steel conduit box with
| 51 mm fixing centre................................................................................................................................................................ | [19 empty] | 7.37 |  |  | 1.69 |  |  | 2.08 |  | 5.16 |  | 28314 |  |  | 28314 | 7.37 1.69 2.08 5.16 | 7.37 | 1.69 | 2.08 | 5.16 | 7.37 | 1.69 | 2.08 | 5.16
Heavy spacing saddles for steel conduit of the following sizes : -
Each
28315 | 28315 | 20 mm diameter....................................................................................................................................................................... | [18 empty] | 16.30 |  |  | 4.03 |  |  | 4.70 |  | 12.22 |  | 28315 |  |  | 28315 | 16.30 4.03 4.70 12.22 | 16.3 | 4.03 | 4.7 | 12.22 | 16.3 | 4.03 | 4.7 | 12.22
28316 | 28316 | 25 mm diameter....................................................................................................................................................................... | [18 empty] | 16.74 |  |  | 4.03 |  |  | 4.70 |  | 12.22 |  | 28316 |  |  | 28316 | 16.74 4.03 4.70 12.22 | 16.74 | 4.03 | 4.7 | 12.22 | 16.74 | 4.03 | 4.7 | 12.22
28317 | 28317 | 32 mm diameter....................................................................................................................................................................... | [18 empty] | 17.67 |  |  | 4.03 |  |  | 4.70 |  | 12.22 |  | 28317 |  |  | 28317 | 17.67 4.03 4.70 12.22 | 17.67 | 4.03 | 4.7 | 12.22 | 17.67 | 4.03 | 4.7 | 12.22
28318 | 28318 | 40 mm diameter....................................................................................................................................................................... | [18 empty] | 24.25 |  |  | 4.70 |  |  | 5.62 |  | 14.20 |  | 28318 |  |  | 28318 | 24.25 4.70 5.62 14.20 | 24.25 | 4.7 | 5.62 | 14.2 | 24.25 | 4.7 | 5.62 | 14.2
28319 | 28319 | 50 mm diameter....................................................................................................................................................................... | [18 empty] | 25.67 |  |  | 4.70 |  |  | 5.62 |  | 14.20 |  | 28319 |  |  | 28319 | 25.67 4.70 5.62 14.20 | 25.67 | 4.7 | 5.62 | 14.2 | 25.67 | 4.7 | 5.62 | 14.2
Spacing saddles for PVC conduit of the following sizes : -
Each
28320 | 28320 | 20 mm diameter....................................................................................................................................................................... | [18 empty] | 14.58 |  |  | 3.65 |  |  | 4.44 |  | 11.17 |  | 28320 |  |  | 28320 | 14.58 3.65 4.44 11.17 | 14.58 | 3.65 | 4.44 | 11.17 | 14.58 | 3.65 | 4.44 | 11.17
28321 | 28321 | 25 mm diameter....................................................................................................................................................................... | [18 empty] | 15.54 |  |  | 3.65 |  |  | 4.44 |  | 11.17 |  | 28321 |  |  | 28321 | 15.54 3.65 4.44 11.17 | 15.54 | 3.65 | 4.44 | 11.17 | 15.54 | 3.65 | 4.44 | 11.17
28322 | 28322 | 32 mm diameter....................................................................................................................................................................... | [18 empty] | 16.34 |  |  | 3.65 |  |  | 4.44 |  | 11.17 |  | 28322 |  |  | 28322 | 16.34 3.65 4.44 11.17 | 16.34 | 3.65 | 4.44 | 11.17 | 16.34 | 3.65 | 4.44 | 11.17
Ordinary duty spacing saddles (galvanized) for conduit of the following sizes : -
Each
28323 | 28323 | 20 mm diameter....................................................................................................................................................................... | [18 empty] | 9.45 |  |  | 2.45 |  |  | 2.87 |  | 7.16 |  | 28323 |  |  | 28323 | 9.45 2.45 2.87 7.16 | 9.45 | 2.45 | 2.87 | 7.16 | 9.45 | 2.45 | 2.87 | 7.16
28324 | 28324 | 25 mm diameter....................................................................................................................................................................... | [18 empty] | 9.81 |  |  | 2.45 |  |  | 2.87 |  | 7.16 |  | 28324 |  |  | 28324 | 9.81 2.45 2.87 7.16 | 9.81 | 2.45 | 2.87 | 7.16 | 9.81 | 2.45 | 2.87 | 7.16
28325 | 28325 | 32 mm diameter....................................................................................................................................................................... | [18 empty] | 10.44 |  |  | 2.45 |  |  | 2.87 |  | 7.16 |  | 28325 |  |  | 28325 | 10.44 2.45 2.87 7.16 | 10.44 | 2.45 | 2.87 | 7.16 | 10.44 | 2.45 | 2.87 | 7.16
28326 | 28326 | 40 mm diameter....................................................................................................................................................................... | [18 empty] | 12.02 |  |  | 2.45 |  |  | 2.87 |  | 7.16 |  | 28326 |  |  | 28326 | 12.02 2.45 2.87 7.16 | 12.02 | 2.45 | 2.87 | 7.16 | 12.02 | 2.45 | 2.87 | 7.16
28327 | 28327 | 50 mm diameter....................................................................................................................................................................... | [18 empty] | 13.35 |  |  | 2.45 |  |  | 2.87 |  | 7.16 |  | 28327 |  |  | 28327 | 13.35 2.45 2.87 7.16 | 13.35 | 2.45 | 2.87 | 7.16 | 13.35 | 2.45 | 2.87 | 7.16
28328 | 28328 | Nipple, screwed, 20 mm......................................................................................................................................................... | [18 empty] | 7.85 |  |  | 1.34 |  |  | 1.60 |  | 4.03 |  | 28328 |  |  | 28328 | 7.85 1.34 1.60 4.03 | 7.85 | 1.34 | 1.6 | 4.03 | 7.85 | 1.34 | 1.6 | 4.03
28329 | 28329 | Lock nut, milled edge, round 20 mm...................................................................................................................................... | [18 empty] | 5.37 |  |  | 1.34 |  |  | 1.60 |  | 4.03 |  | 28329 |  |  | 28329 | 5.37 1.34 1.60 4.03 | 5.37 | 1.34 | 1.6 | 4.03 | 5.37 | 1.34 | 1.6 | 4.03
28/21
28 | 28 | ELECTRICAL INSTALLATION - SMALL POWER DISTRIBUTION | [18 empty] | 28
| Item | Item
| CONDUITS AND CONDUIT FITTING (CONT'D) | [14 empty] | Take | [9 empty] | Take
| Supply | [22 empty] | down |  | down |  |  | Fix
| and | [22 empty] | and |  | and set |  |  | only
| Solid couplers, screwed, malleable iron, galvanized, for steel conduit of the following | [17 empty] | fix |  |  |  |  | clear |  | aside for
| sizes : - |  |  | away | [21 empty] | re-use
| A | [22 empty] | B |  | C |  |  | D
| Each |  |  | $ | [19 empty] | $ |  | $ |  |  | $
28330 | 28330 | 20 mm diameter....................................................................................................................................................................... | [18 empty] | 6.16 |  |  | 1.35 |  |  | 1.63 |  | 4.04 |  | 28330 |  |  | 28330 | 6.16 1.35 1.63 4.04 | 6.16 | 1.35 | 1.63 | 4.04 | 6.16 | 1.35 | 1.63 | 4.04
28331 | 28331 | 25 mm diameter....................................................................................................................................................................... | [18 empty] | 7.05 |  |  | 1.35 |  |  | 1.63 |  | 4.04 |  | 28331 |  |  | 28331 | 7.05 1.35 1.63 4.04 | 7.05 | 1.35 | 1.63 | 4.04 | 7.05 | 1.35 | 1.63 | 4.04
28332 | 28332 | 32 mm diameter....................................................................................................................................................................... | [18 empty] | 8.11 |  |  | 1.35 |  |  | 1.63 |  | 4.04 |  | 28332 |  |  | 28332 | 8.11 1.35 1.63 4.04 | 8.11 | 1.35 | 1.63 | 4.04 | 8.11 | 1.35 | 1.63 | 4.04
28333 | 28333 | 40 mm diameter....................................................................................................................................................................... | [18 empty] | 10.67 |  |  | 1.35 |  |  | 1.63 |  | 4.04 |  | 28333 |  |  | 28333 | 10.67 1.35 1.63 4.04 | 10.67 | 1.35 | 1.63 | 4.04 | 10.67 | 1.35 | 1.63 | 4.04
28334 | 28334 | 50 mm diameter....................................................................................................................................................................... | [18 empty] | 14.82 |  |  | 1.35 |  |  | 1.63 |  | 4.04 |  | 28334 |  |  | 28334 | 14.82 1.35 1.63 4.04 | 14.82 | 1.35 | 1.63 | 4.04 | 14.82 | 1.35 | 1.63 | 4.04
Adaptable junction boxes, cast iron/ sheet steel, galvanized, c/w cover (including
cutting and drilling holes into wall and ceiling as required)
Cast iron, square : -
Each
28335 | 28335 | 75 x 75 x 50 mm..................................................................................................................................................................... | [18 empty] | 51.37 |  |  | 9.05 |  |  | 11.34 |  | 35.38 |  | 28335 |  |  | 28335 | 51.37 9.05 11.34 35.38 | 51.37 | 9.05 | 11.34 | 35.38 | 51.37 | 9.05 | 11.34 | 35.38
28336 | 28336 | 100 x 100 x 50 mm................................................................................................................................................................. | [18 empty] | 58.01 |  |  | 10.00 |  |  | 12.00 |  | 37.46 |  | 28336 |  |  | 28336 | 58.01 10.00 12.00 37.46 | 58.01 | 10 | 12 | 37.46 | 58.01 | 10 | 12 | 37.46
28337 | 28337 | 100 x 100 x 75 mm................................................................................................................................................................. | [18 empty] | 61.44 |  |  | 10.00 |  |  | 12.00 |  | 37.46 |  | 28337 |  |  | 28337 | 61.44 10.00 12.00 37.46 | 61.44 | 10 | 12 | 37.46 | 61.44 | 10 | 12 | 37.46
28338 | 28338 | 150 x 150 x 75 mm................................................................................................................................................................. | [18 empty] | 74.28 |  |  | 10.00 |  |  | 12.00 |  | 39.55 |  | 28338 |  |  | 28338 | 74.28 10.00 12.00 39.55 | 74.28 | 10 | 12 | 39.55 | 74.28 | 10 | 12 | 39.55
28339 | 28339 | 225 x 225 x 75 mm................................................................................................................................................................. | [18 empty] | 140.14 |  |  | 12.00 |  |  | 15.32 |  | 48.95 |  | 28339 |  |  | 28339 | 140.14 12.00 15.32 48.95 | 140.14 | 12 | 15.32 | 48.95 | 140.14 | 12 | 15.32 | 48.95
28340 | 28340 | 300 x 300 x 75 mm................................................................................................................................................................. | [18 empty] | 232.38 |  |  | 15.32 |  |  | 19.98 |  | 61.33 |  | 28340 |  |  | 28340 | 232.38 15.32 19.98 61.33 | 232.38 | 15.32 | 19.98 | 61.33 | 232.38 | 15.32 | 19.98 | 61.33
Cast iron, oblong : -
Each
28341 | 28341 | 150 x 75 x 50 mm................................................................................................................................................................... | [18 empty] | 61.15 |  |  | 10.00 |  |  | 12.00 |  | 37.47 |  | 28341 |  |  | 28341 | 61.15 10.00 12.00 37.47 | 61.15 | 10 | 12 | 37.47 | 61.15 | 10 | 12 | 37.47
28342 | 28342 | 225 x 150 x 75 mm................................................................................................................................................................. | [18 empty] | 101.49 |  |  | 10.00 |  |  | 12.00 |  | 39.55 |  | 28342 |  |  | 28342 | 101.49 10.00 12.00 39.55 | 101.49 | 10 | 12 | 39.55 | 101.49 | 10 | 12 | 39.55
28343 | 28343 | 300 x 200 x 90 mm................................................................................................................................................................. | [18 empty] | 160.40 |  |  | 12.00 |  |  | 15.32 |  | 48.95 |  | 28343 |  |  | 28343 | 160.40 12.00 15.32 48.95 | 160.4 | 12 | 15.32 | 48.95 | 160.4 | 12 | 15.32 | 48.95
28344 | 28344 | 450 x 300 x 100 mm............................................................................................................................................................... | [18 empty] | 290.76 |  |  | 15.32 |  |  | 19.98 |  | 61.33 |  | 28344 |  |  | 28344 | 290.76 15.32 19.98 61.33 | 290.76 | 15.32 | 19.98 | 61.33 | 290.76 | 15.32 | 19.98 | 61.33
28/22
28 | 28 | ELECTRICAL INSTALLATION - SMALL POWER DISTRIBUTION | [18 empty] | 28
| Item | Item
| CONDUITS AND CONDUIT FITTING (CONT'D) | [14 empty] | Take | [9 empty] | Take
| Supply | [22 empty] | down |  | down |  |  | Fix
| and | [22 empty] | and |  | and set |  |  | only
| Sheet steel, square : - |  |  |  |  | fix | [17 empty] | clear |  | aside for
| away | [24 empty] | re-use
| A | [22 empty] | B |  | C |  |  | D
| Each |  |  | $ | [19 empty] | $ |  | $ |  |  | $
28345 | 28345 | 75 x 75 x 50 mm..................................................................................................................................................................... | [18 empty] | 49.34 |  |  | 9.07 |  |  | 11.36 |  | 35.45 |  | 28345 |  |  | 28345 | 49.34 9.07 11.36 35.45 | 49.34 | 9.07 | 11.36 | 35.45 | 49.34 | 9.07 | 11.36 | 35.45
28346 | 28346 | 100 x 100 x 50 mm................................................................................................................................................................. | [18 empty] | 52.50 |  |  | 9.50 |  |  | 11.79 |  | 37.54 |  | 28346 |  |  | 28346 | 52.50 9.50 11.79 37.54 | 52.5 | 9.5 | 11.79 | 37.54 | 52.5 | 9.5 | 11.79 | 37.54
28347 | 28347 | 150 x 150 x 75 mm................................................................................................................................................................. | [18 empty] | 59.20 |  |  | 10.17 |  |  | 12.71 |  | 39.63 |  | 28347 |  |  | 28347 | 59.20 10.17 12.71 39.63 | 59.2 | 10.17 | 12.71 | 39.63 | 59.2 | 10.17 | 12.71 | 39.63
28348 | 28348 | 225 x 225 x 75 mm................................................................................................................................................................. | [18 empty] | 82.54 |  |  | 13.37 |  |  | 16.72 |  | 52.03 |  | 28348 |  |  | 28348 | 82.54 13.37 16.72 52.03 | 82.54 | 13.37 | 16.72 | 52.03 | 82.54 | 13.37 | 16.72 | 52.03
28349 | 28349 | 300 x 300 x 75 mm................................................................................................................................................................. | [18 empty] | 104.95 |  |  | 15.24 |  |  | 20.02 |  | 61.47 |  | 28349 |  |  | 28349 | 104.95 15.24 20.02 61.47 | 104.95 | 15.24 | 20.02 | 61.47 | 104.95 | 15.24 | 20.02 | 61.47
PVC adaptable junction box c/w cover (including cutting and drilling holes into wall
and ceiling as required) : -
Each
28350 | 28350 | 75 x 75 x 44 mm .................................................................................................................................................................... | [18 empty] | 30.11 |  |  | 6.89 |  |  | 8.32 |  | 20.71 |  | 28350 |  |  | 28350 | 30.11 6.89 8.32 20.71 | 30.11 | 6.89 | 8.32 | 20.71 | 30.11 | 6.89 | 8.32 | 20.71
28351 | 28351 | 100 x 100 x 50 mm ................................................................................................................................................................ | [18 empty] | 34.79 |  |  | 7.87 |  |  | 9.57 |  | 24.02 |  | 28351 |  |  | 28351 | 34.79 7.87 9.57 24.02 | 34.79 | 7.87 | 9.57 | 24.02 | 34.79 | 7.87 | 9.57 | 24.02
28352 | 28352 | 150 x 150 x 50 mm................................................................................................................................................................. | [18 empty] | 56.12 |  |  | 9.23 |  |  | 11.21 |  | 28.27 |  | 28352 |  |  | 28352 | 56.12 9.23 11.21 28.27 | 56.12 | 9.23 | 11.21 | 28.27 | 56.12 | 9.23 | 11.21 | 28.27
28353 | 28353 | 150 x 150 x 75 mm................................................................................................................................................................. | [18 empty] | 64.98 |  |  | 9.23 |  |  | 11.21 |  | 28.27 |  | 28353 |  |  | 28353 | 64.98 9.23 11.21 28.27 | 64.98 | 9.23 | 11.21 | 28.27 | 64.98 | 9.23 | 11.21 | 28.27
28354 | 28354 | 225 x 225 x 75 mm ................................................................................................................................................................ | [18 empty] | 97.11 |  |  | 12.38 |  |  | 15.88 |  | 47.93 |  | 28354 |  |  | 28354 | 97.11 12.38 15.88 47.93 | 97.11 | 12.38 | 15.88 | 47.93 | 97.11 | 12.38 | 15.88 | 47.93
Sheet metal cover plate c/w screws for adaptable junction box of the following sizes : -
Each
28355 | 28355 | 75 x 75 mm.............................................................................................................................................................................. | [18 empty] | 10.25 |  |  | 2.49 |  |  | 2.89 |  | 7.20 |  | 28355 |  |  | 28355 | 10.25 2.49 2.89 7.20 | 10.25 | 2.49 | 2.89 | 7.2 | 10.25 | 2.49 | 2.89 | 7.2
28356 | 28356 | 100 x 100 mm......................................................................................................................................................................... | [18 empty] | 11.20 |  |  | 2.49 |  |  | 2.89 |  | 7.20 |  | 28356 |  |  | 28356 | 11.20 2.49 2.89 7.20 | 11.2 | 2.49 | 2.89 | 7.2 | 11.2 | 2.49 | 2.89 | 7.2
28357 | 28357 | 150 x 150 mm......................................................................................................................................................................... | [18 empty] | 13.62 |  |  | 2.49 |  |  | 2.89 |  | 7.20 |  | 28357 |  |  | 28357 | 13.62 2.49 2.89 7.20 | 13.62 | 2.49 | 2.89 | 7.2 | 13.62 | 2.49 | 2.89 | 7.2
28358 | 28358 | 225 x 225 mm......................................................................................................................................................................... | [18 empty] | 23.56 |  |  | 2.49 |  |  | 2.89 |  | 7.20 |  | 28358 |  |  | 28358 | 23.56 2.49 2.89 7.20 | 23.56 | 2.49 | 2.89 | 7.2 | 23.56 | 2.49 | 2.89 | 7.2
28359 | 28359 | 300 x 300 mm......................................................................................................................................................................... | [18 empty] | 34.89 |  |  | 3.43 |  |  | 4.11 |  | 10.17 |  | 28359 |  |  | 28359 | 34.89 3.43 4.11 10.17 | 34.89 | 3.43 | 4.11 | 10.17 | 34.89 | 3.43 | 4.11 | 10.17
28360 | 28360 | 150 x 75 mm............................................................................................................................................................................ | [18 empty] | 11.36 |  |  | 2.49 |  |  | 2.89 |  | 7.20 |  | 28360 |  |  | 28360 | 11.36 2.49 2.89 7.20 | 11.36 | 2.49 | 2.89 | 7.2 | 11.36 | 2.49 | 2.89 | 7.2
28361 | 28361 | 225 x 150 mm......................................................................................................................................................................... | [18 empty] | 17.81 |  |  | 2.49 |  |  | 2.89 |  | 7.20 |  | 28361 |  |  | 28361 | 17.81 2.49 2.89 7.20 | 17.81 | 2.49 | 2.89 | 7.2 | 17.81 | 2.49 | 2.89 | 7.2
28362 | 28362 | 300 x 200 mm......................................................................................................................................................................... | [18 empty] | 25.70 |  |  | 2.49 |  |  | 2.89 |  | 7.20 |  | 28362 |  |  | 28362 | 25.70 2.49 2.89 7.20 | 25.7 | 2.49 | 2.89 | 7.2 | 25.7 | 2.49 | 2.89 | 7.2
28363 | 28363 | 450 x 300 mm......................................................................................................................................................................... | [18 empty] | 44.42 |  |  | 3.43 |  |  | 4.11 |  | 10.17 |  | 28363 |  |  | 28363 | 44.42 3.43 4.11 10.17 | 44.42 | 3.43 | 4.11 | 10.17 | 44.42 | 3.43 | 4.11 | 10.17
28/23
28 | 28 | ELECTRICAL INSTALLATION - SMALL POWER DISTRIBUTION | [18 empty] | 28
| Item | Item
| CONDUITS AND CONDUIT FITTING (CONT'D) | [14 empty] | Take | [9 empty] | Take
| Supply | [22 empty] | down |  | down |  |  | Fix
| and | [22 empty] | and |  | and set |  |  | only
| Galvanized cast iron box for surface mounting, to IEC 60670 or BS 4662 boxes : - | [17 empty] | fix |  |  |  |  | clear |  | aside for
| away | [24 empty] | re-use
| A | [22 empty] | B |  | C |  |  | D
| Each |  |  | $ | [19 empty] | $ |  | $ |  |  | $
28364 | 28364 | 35 mm deep, 1 gang................................................................................................................................................................ | [18 empty] | 10.16 |  |  | 2.49 |  |  | 2.93 |  | 4.85 |  | 28364 |  |  | 28364 | 10.16 2.49 2.93 4.85 | 10.16 | 2.49 | 2.93 | 4.85 | 10.16 | 2.49 | 2.93 | 4.85
28365 | 28365 | 47 mm deep, 1 gang................................................................................................................................................................ | [18 empty] | 11.07 |  |  | 2.49 |  |  | 2.93 |  | 4.85 |  | 28365 |  |  | 28365 | 11.07 2.49 2.93 4.85 | 11.07 | 2.49 | 2.93 | 4.85 | 11.07 | 2.49 | 2.93 | 4.85
28366 | 28366 | 35 mm deep, 2 gang................................................................................................................................................................ | [18 empty] | 13.28 |  |  | 2.49 |  |  | 2.93 |  | 4.85 |  | 28366 |  |  | 28366 | 13.28 2.49 2.93 4.85 | 13.28 | 2.49 | 2.93 | 4.85 | 13.28 | 2.49 | 2.93 | 4.85
28367 | 28367 | 47 mm deep, 2 gang................................................................................................................................................................ | [18 empty] | 16.09 |  |  | 2.49 |  |  | 2.93 |  | 4.85 |  | 28367 |  |  | 28367 | 16.09 2.49 2.93 4.85 | 16.09 | 2.49 | 2.93 | 4.85 | 16.09 | 2.49 | 2.93 | 4.85
Galvanized steel box for flush mounting, to IEC 60670 or BS 4662 boxes : -
Each
28368 | 28368 | 25 mm deep, 1 gang................................................................................................................................................................ | [18 empty] | 22.72 |  |  | 6.71 |  |  | 8.25 |  | 13.64 |  | 28368 |  |  | 28368 | 22.72 6.71 8.25 13.64 | 22.72 | 6.71 | 8.25 | 13.64 | 22.72 | 6.71 | 8.25 | 13.64
28369 | 28369 | 25 mm deep, 2 gang................................................................................................................................................................ | [18 empty] | 25.77 |  |  | 7.75 |  |  | 9.23 |  | 15.54 |  | 28369 |  |  | 28369 | 25.77 7.75 9.23 15.54 | 25.77 | 7.75 | 9.23 | 15.54 | 25.77 | 7.75 | 9.23 | 15.54
28370 | 28370 | 25 mm deep, 3 gang................................................................................................................................................................ | [18 empty] | 29.12 |  |  | 8.59 |  |  | 10.36 |  | 17.36 |  | 28370 |  |  | 28370 | 29.12 8.59 10.36 17.36 | 29.12 | 8.59 | 10.36 | 17.36 | 29.12 | 8.59 | 10.36 | 17.36
28371 | 28371 | 35 mm deep, 1 gang................................................................................................................................................................ | [18 empty] | 23.56 |  |  | 6.71 |  |  | 8.25 |  | 13.64 |  | 28371 |  |  | 28371 | 23.56 6.71 8.25 13.64 | 23.56 | 6.71 | 8.25 | 13.64 | 23.56 | 6.71 | 8.25 | 13.64
28372 | 28372 | 35 mm deep, 2 gang................................................................................................................................................................ | [18 empty] | 26.20 |  |  | 7.75 |  |  | 9.23 |  | 15.54 |  | 28372 |  |  | 28372 | 26.20 7.75 9.23 15.54 | 26.2 | 7.75 | 9.23 | 15.54 | 26.2 | 7.75 | 9.23 | 15.54
28373 | 28373 | 47 mm deep, 1 gang................................................................................................................................................................ | [18 empty] | 25.24 |  |  | 6.71 |  |  | 8.25 |  | 13.64 |  | 28373 |  |  | 28373 | 25.24 6.71 8.25 13.64 | 25.24 | 6.71 | 8.25 | 13.64 | 25.24 | 6.71 | 8.25 | 13.64
28374 | 28374 | 47 mm deep, 2 gang................................................................................................................................................................ | [18 empty] | 28.14 |  |  | 7.75 |  |  | 9.23 |  | 15.54 |  | 28374 |  |  | 28374 | 28.14 7.75 9.23 15.54 | 28.14 | 7.75 | 9.23 | 15.54 | 28.14 | 7.75 | 9.23 | 15.54
28375 | 28375 | 44 mm deep for shaver unit.................................................................................................................................................... | [18 empty] | 36.53 |  |  | 6.67 |  |  | 8.19 |  | 13.56 |  | 28375 |  |  | 28375 | 36.53 6.67 8.19 13.56 | 36.53 | 6.67 | 8.19 | 13.56 | 36.53 | 6.67 | 8.19 | 13.56
Galvanized steel box for surface mounting, to IEC 60670 or BS 4662 boxes : -
Each
28376 | 28376 | 41 mm deep, 1 gang with knockout........................................................................................................................................ | [18 empty] | 20.99 |  |  | 5.92 |  |  | 7.22 |  | 12.00 |  | 28376 |  |  | 28376 | 20.99 5.92 7.22 12.00 | 20.99 | 5.92 | 7.22 | 12 | 20.99 | 5.92 | 7.22 | 12
28377 | 28377 | 41 mm deep, 2 gang with knockout........................................................................................................................................ | [18 empty] | 25.11 |  |  | 6.47 |  |  | 8.09 |  | 13.18 |  | 28377 |  |  | 28377 | 25.11 6.47 8.09 13.18 | 25.11 | 6.47 | 8.09 | 13.18 | 25.11 | 6.47 | 8.09 | 13.18
28378 | 28378 | 17 mm deep, 1 gang................................................................................................................................................................ | [18 empty] | 19.79 |  |  | 5.73 |  |  | 6.84 |  | 11.60 |  | 28378 |  |  | 28378 | 19.79 5.73 6.84 11.60 | 19.79 | 5.73 | 6.84 | 11.6 | 19.79 | 5.73 | 6.84 | 11.6
28379 | 28379 | 25 mm deep, 1 gang................................................................................................................................................................ | [18 empty] | 20.20 |  |  | 5.73 |  |  | 6.84 |  | 11.60 |  | 28379 |  |  | 28379 | 20.20 5.73 6.84 11.60 | 20.2 | 5.73 | 6.84 | 11.6 | 20.2 | 5.73 | 6.84 | 11.6
28380 | 28380 | 30 mm or 32 mm deep, 1 gang............................................................................................................................................... | [18 empty] | 20.40 |  |  | 5.73 |  |  | 6.84 |  | 11.60 |  | 28380 |  |  | 28380 | 20.40 5.73 6.84 11.60 | 20.4 | 5.73 | 6.84 | 11.6 | 20.4 | 5.73 | 6.84 | 11.6
28381 | 28381 | 30 mm or 32 mm deep, 2 gang............................................................................................................................................... | [18 empty] | 21.71 |  |  | 6.11 |  |  | 7.43 |  | 11.79 |  | 28381 |  |  | 28381 | 21.71 6.11 7.43 11.79 | 21.71 | 6.11 | 7.43 | 11.79 | 21.71 | 6.11 | 7.43 | 11.79
28382 | 28382 | 30 mm or 32 mm deep, 3 gang............................................................................................................................................... | [18 empty] | 23.13 |  |  | 6.11 |  |  | 7.43 |  | 11.79 |  | 28382 |  |  | 28382 | 23.13 6.11 7.43 11.79 | 23.13 | 6.11 | 7.43 | 11.79 | 23.13 | 6.11 | 7.43 | 11.79
28383 | 28383 | 38 mm or 40 mm deep, 1 gang............................................................................................................................................... | [18 empty] | 22.07 |  |  | 5.92 |  |  | 7.22 |  | 12.00 |  | 28383 |  |  | 28383 | 22.07 5.92 7.22 12.00 | 22.07 | 5.92 | 7.22 | 12 | 22.07 | 5.92 | 7.22 | 12
28384 | 28384 | 38 mm or 40 mm deep, 2 gang............................................................................................................................................... | [18 empty] | 25.32 |  |  | 6.47 |  |  | 8.09 |  | 13.18 |  | 28384 |  |  | 28384 | 25.32 6.47 8.09 13.18 | 25.32 | 6.47 | 8.09 | 13.18 | 25.32 | 6.47 | 8.09 | 13.18
28385 | 28385 | 38 mm or 40 mm deep for 2 x 1 gang with partition.............................................................................................................. | [18 empty] | 26.23 |  |  | 6.47 |  |  | 8.09 |  | 13.18 |  | 28385 |  |  | 28385 | 26.23 6.47 8.09 13.18 | 26.23 | 6.47 | 8.09 | 13.18 | 26.23 | 6.47 | 8.09 | 13.18
28386 | 28386 | 44 mm deep, 1 gang................................................................................................................................................................ | [18 empty] | 23.02 |  |  | 5.92 |  |  | 7.22 |  | 12.00 |  | 28386 |  |  | 28386 | 23.02 5.92 7.22 12.00 | 23.02 | 5.92 | 7.22 | 12 | 23.02 | 5.92 | 7.22 | 12
28387 | 28387 | 44 mm deep for shaver unit.................................................................................................................................................... | [18 empty] | 32.52 |  |  | 5.92 |  |  | 7.22 |  | 12.00 |  | 28387 |  |  | 28387 | 32.52 5.92 7.22 12.00 | 32.52 | 5.92 | 7.22 | 12 | 32.52 | 5.92 | 7.22 | 12
28/24
28 | 28 | ELECTRICAL INSTALLATION - SMALL POWER DISTRIBUTION | [18 empty] | 28
| Item | Item
| CONDUITS AND CONDUIT FITTING (CONT'D) | [14 empty] | Take | [9 empty] | Take
| Supply | [22 empty] | down |  | down |  |  | Fix
| and | [22 empty] | and |  | and set |  |  | only
| PVC switch box : - |  |  |  |  | fix | [17 empty] | clear |  | aside for
| away | [24 empty] | re-use
| A | [22 empty] | B |  | C |  |  | D
| Each |  |  | $ | [19 empty] | $ |  | $ |  |  | $
28388 | 28388 | 35 mm deep, 1 gang................................................................................................................................................................ | [18 empty] | 9.98 |  |  | 2.46 |  |  | 2.90 |  | 7.22 |  | 28388 |  |  | 28388 | 9.98 2.46 2.90 7.22 | 9.98 | 2.46 | 2.9 | 7.22 | 9.98 | 2.46 | 2.9 | 7.22
28389 | 28389 | 47 mm deep, 1 gang................................................................................................................................................................ | [18 empty] | 10.36 |  |  | 2.46 |  |  | 2.90 |  | 7.22 |  | 28389 |  |  | 28389 | 10.36 2.46 2.90 7.22 | 10.36 | 2.46 | 2.9 | 7.22 | 10.36 | 2.46 | 2.9 | 7.22
28390 | 28390 | 47 mm deep, 2 gang................................................................................................................................................................ | [18 empty] | 16.68 |  |  | 2.46 |  |  | 2.90 |  | 7.22 |  | 28390 |  |  | 28390 | 16.68 2.46 2.90 7.22 | 16.68 | 2.46 | 2.9 | 7.22 | 16.68 | 2.46 | 2.9 | 7.22
28391 | 28391 | surface switch box 35 mm deep, 1 gang................................................................................................................................. | [18 empty] | 10.37 |  |  | 2.46 |  |  | 2.90 |  | 7.22 |  | 28391 |  |  | 28391 | 10.37 2.46 2.90 7.22 | 10.37 | 2.46 | 2.9 | 7.22 | 10.37 | 2.46 | 2.9 | 7.22
28392 | 28392 | surface switch box 47 mm deep, 1 gang................................................................................................................................. | [18 empty] | 10.44 |  |  | 2.46 |  |  | 2.90 |  | 7.22 |  | 28392 |  |  | 28392 | 10.44 2.46 2.90 7.22 | 10.44 | 2.46 | 2.9 | 7.22 | 10.44 | 2.46 | 2.9 | 7.22
28393 | 28393 | surface switch box 47 mm deep, 2 gang................................................................................................................................. | [18 empty] | 16.66 |  |  | 2.46 |  |  | 2.90 |  | 7.22 |  | 28393 |  |  | 28393 | 16.66 2.46 2.90 7.22 | 16.66 | 2.46 | 2.9 | 7.22 | 16.66 | 2.46 | 2.9 | 7.22
Steel base box for grid switch : -
Each
28394 | 28394 | 73 x 73 x 40 mm..................................................................................................................................................................... | [18 empty] | 67.64 |  |  | 8.60 |  |  | 10.38 |  | 26.09 |  | 28394 |  |  | 28394 | 67.64 8.60 10.38 26.09 | 67.64 | 8.6 | 10.38 | 26.09 | 67.64 | 8.6 | 10.38 | 26.09
28395 | 28395 | 73 x 133 x 40 mm................................................................................................................................................................... | [18 empty] | 81.48 |  |  | 9.50 |  |  | 11.43 |  | 28.78 |  | 28395 |  |  | 28395 | 81.48 9.50 11.43 28.78 | 81.48 | 9.5 | 11.43 | 28.78 | 81.48 | 9.5 | 11.43 | 28.78
28396 | 28396 | 133 x 133 x 40 mm................................................................................................................................................................. | [18 empty] | 206.18 |  |  | 10.28 |  |  | 12.30 |  | 39.28 |  | 28396 |  |  | 28396 | 206.18 10.28 12.30 39.28 | 206.18 | 10.28 | 12.3 | 39.28 | 206.18 | 10.28 | 12.3 | 39.28
28397 | 28397 | 194 x 133 x 40 mm................................................................................................................................................................. | [18 empty] | 225.61 |  |  | 11.19 |  |  | 14.90 |  | 42.85 |  | 28397 |  |  | 28397 | 225.61 11.19 14.90 42.85 | 225.61 | 11.19 | 14.9 | 42.85 | 225.61 | 11.19 | 14.9 | 42.85
Moulded base box for grid switch : -
Each
28398 | 28398 | 1 gang or 2 gang...................................................................................................................................................................... | [18 empty] | 30.84 |  |  | 6.72 |  |  | 8.05 |  | 20.52 |  | 28398 |  |  | 28398 | 30.84 6.72 8.05 20.52 | 30.84 | 6.72 | 8.05 | 20.52 | 30.84 | 6.72 | 8.05 | 20.52
28399 | 28399 | 3 gang or 4 gang...................................................................................................................................................................... | [18 empty] | 43.79 |  |  | 6.72 |  |  | 8.05 |  | 20.52 |  | 28399 |  |  | 28399 | 43.79 6.72 8.05 20.52 | 43.79 | 6.72 | 8.05 | 20.52 | 43.79 | 6.72 | 8.05 | 20.52
Blank plate : -
Each
28400 | 28400 | White bakelite, 1 gang............................................................................................................................................................ | [18 empty] | 12.54 |  |  | 1.45 |  |  | 1.74 |  | 4.17 |  | 28400 |  |  | 28400 | 12.54 1.45 1.74 4.17 | 12.54 | 1.45 | 1.74 | 4.17 | 12.54 | 1.45 | 1.74 | 4.17
28401 | 28401 | White bakelite, 2 gang............................................................................................................................................................ | [18 empty] | 19.88 |  |  | 1.45 |  |  | 1.74 |  | 4.17 |  | 28401 |  |  | 28401 | 19.88 1.45 1.74 4.17 | 19.88 | 1.45 | 1.74 | 4.17 | 19.88 | 1.45 | 1.74 | 4.17
28402 | 28402 | Stainless steel, 1 gang............................................................................................................................................................. | [18 empty] | 42.09 |  |  | 4.21 |  |  | 4.91 |  | 15.58 |  | 28402 |  |  | 28402 | 42.09 4.21 4.91 15.58 | 42.09 | 4.21 | 4.91 | 15.58 | 42.09 | 4.21 | 4.91 | 15.58
28403 | 28403 | Stainless steel, 2 gang............................................................................................................................................................. | [18 empty] | 45.91 |  |  | 4.21 |  |  | 4.91 |  | 15.58 |  | 28403 |  |  | 28403 | 45.91 4.21 4.91 15.58 | 45.91 | 4.21 | 4.91 | 15.58 | 45.91 | 4.21 | 4.91 | 15.58
28/25
28 | 28 | ELECTRICAL INSTALLATION - SMALL POWER DISTRIBUTION | [18 empty] | 28
| Item | Item
| CONDUITS AND CONDUIT FITTING (CONT'D) | [14 empty] | Take | [9 empty] | Take
| Supply | [22 empty] | down |  | down |  |  | Fix
| and | [22 empty] | and |  | and set |  |  | only
| Accessories for weatherproof switch/ socket : - | [11 empty] | fix | [10 empty] | clear |  | aside for
| away | [24 empty] | re-use
| A | [22 empty] | B |  | C |  |  | D
| Each |  |  | $ | [19 empty] | $ |  | $ |  |  | $
28404 | 28404 | Entry blank.............................................................................................................................................................................. | [18 empty] | 22.41 |  |  | 3.04 |  |  | 3.58 |  | 9.25 |  | 28404 |  |  | 28404 | 22.41 3.04 3.58 9.25 | 22.41 | 3.04 | 3.58 | 9.25 | 22.41 | 3.04 | 3.58 | 9.25
28405 | 28405 | PVC cable entry...................................................................................................................................................................... | [18 empty] | 22.96 |  |  | 3.04 |  |  | 3.58 |  | 9.25 |  | 28405 |  |  | 28405 | 22.96 3.04 3.58 9.25 | 22.96 | 3.04 | 3.58 | 9.25 | 22.96 | 3.04 | 3.58 | 9.25
28406 | 28406 | 20 mm conduit entry............................................................................................................................................................... | [18 empty] | 24.27 |  |  | 3.04 |  |  | 3.58 |  | 9.25 |  | 28406 |  |  | 28406 | 24.27 3.04 3.58 9.25 | 24.27 | 3.04 | 3.58 | 9.25 | 24.27 | 3.04 | 3.58 | 9.25
28407 | 28407 | Box coupler............................................................................................................................................................................. | [18 empty] | 12.68 |  |  | 0.67 |  |  | 0.82 |  | 2.04 |  | 28407 |  |  | 28407 | 12.68 0.67 0.82 2.04 | 12.68 | 0.67 | 0.82 | 2.04 | 12.68 | 0.67 | 0.82 | 2.04
28408 | 28408 | Gel seal for socket................................................................................................................................................................... | [18 empty] | 26.77 |  |  | 2.33 |  |  | 2.86 |  | 7.08 |  | 28408 |  |  | 28408 | 26.77 2.33 2.86 7.08 | 26.77 | 2.33 | 2.86 | 7.08 | 26.77 | 2.33 | 2.86 | 7.08
28409 | 28409 | Surface mounting 1 gang box................................................................................................................................................. | [18 empty] | 78.48 |  |  | 6.72 |  |  | 8.26 |  | 20.52 |  | 28409 |  |  | 28409 | 78.48 6.72 8.26 20.52 | 78.48 | 6.72 | 8.26 | 20.52 | 78.48 | 6.72 | 8.26 | 20.52
28410 | 28410 | Surface mounting 2 gang box................................................................................................................................................. | [18 empty] | 104.02 |  |  | 6.72 |  |  | 8.26 |  | 20.52 |  | 28410 |  |  | 28410 | 104.02 6.72 8.26 20.52 | 104.02 | 6.72 | 8.26 | 20.52 | 104.02 | 6.72 | 8.26 | 20.52
28411 | 28411 | 1 gang flush mounting frame.................................................................................................................................................. | [18 empty] | 173.90 |  |  | 9.56 |  |  | 11.69 |  | 35.31 |  | 28411 |  |  | 28411 | 173.90 9.56 11.69 35.31 | 173.9 | 9.56 | 11.69 | 35.31 | 173.9 | 9.56 | 11.69 | 35.31
28412 | 28412 | 2 gang flush mounting frame.................................................................................................................................................. | [18 empty] | 257.73 |  |  | 9.96 |  |  | 12.07 |  | 36.27 |  | 28412 |  |  | 28412 | 257.73 9.96 12.07 36.27 | 257.73 | 9.96 | 12.07 | 36.27 | 257.73 | 9.96 | 12.07 | 36.27
| UNDERFLOOR BUSBAR TRUNKING UNIT | [14 empty] | Take | [9 empty] | Take
| Supply | [22 empty] | down |  | down |  |  | Fix
| and | [22 empty] | and |  | and set |  |  | only
| Underfloor busbar trunking unit (with colour) for final circuit distribution c/w | [16 empty] | fix | [5 empty] | clear |  | aside for
| trunking coupler, all necessary interconnection wirings and accessories : - | [16 empty] | away | [7 empty] | re-use
| A | [22 empty] | B |  | C |  |  | D
| Each |  |  | $ | [19 empty] | $ |  | $ |  |  | $
28413 | 28413 | Four compartments 300 mm wide, 1200 mm long................................................................................................................ | [18 empty] | 961.08 |  |  | 61.78 |  |  | 76.99 |  | 107.10 |  | 28413 |  |  | 28413 | 961.08 61.78 76.99 107.10 | 961.08 | 61.78 | 76.99 | 107.1 | 961.08 | 61.78 | 76.99 | 107.1
28414 | 28414 | Four compartments 300 mm wide, 2400 mm long................................................................................................................ | [18 empty] | 1,908.37 |  |  | 118.73 |  |  | 134.50 |  | 152.32 |  | 28414 |  |  | 28414 | 1,908.37 118.73 134.50 152.32 | 1908.37 | 118.73 | 134.5 | 152.32 | 1908.37 | 118.73 | 134.5 | 152.32
Underfloor busbar trunking accessories : -
Each
28415 | 28415 | Flexible connector assembly c/w 2 m long flexible conduit and all necessary wirings........................................................ | [18 empty] | 134.61 |  |  | 30.12 |  |  | 45.19 |  | 45.86 |  | 28415 |  |  | 28415 | 134.61 30.12 45.19 45.86 | 134.61 | 30.12 | 45.19 | 45.86 | 134.61 | 30.12 | 45.19 | 45.86
28416 | 28416 | Cross over bridge assembly for four compartments trunking................................................................................................ | [18 empty] | 992.90 |  |  | 58.92 |  |  | 73.20 |  | 115.18 |  | 28416 |  |  | 28416 | 992.90 58.92 73.20 115.18 | 992.9 | 58.92 | 73.2 | 115.18 | 992.9 | 58.92 | 73.2 | 115.18
28/26
28 | 28 | ELECTRICAL INSTALLATION - SMALL POWER DISTRIBUTION | [18 empty] | 28
| Item | Item
FLOOR OUTLET BOX
| Take | [24 empty] | Take
| Supply | [22 empty] | down |  | down |  |  | Fix
| Floor outlet box or trunking service box c/w base box, cover including carpet frame | [17 empty] | and |  |  |  |  | and |  | and set |  |  | only
| & lid assembly, blank plate for spare outlet hole, mounting plate with outlet hole suitable | [17 empty] | fix |  |  |  |  | clear |  | aside for
| for installing power socket, LAN socket and Telephone socket (socket outlet, cabling | [17 empty] | away | [6 empty] | re-use
& wiring facilities to be measured separately) : -
| A | [22 empty] | B |  | C |  |  | D
| Each |  |  | $ | [19 empty] | $ |  | $ |  |  | $
28417 | 28417 | Two compartment type with 3/ 4 outlet holes........................................................................................................................ | [18 empty] | 1,033.79 |  |  | 61.78 |  |  | 76.99 |  | 166.07 |  | 28417 |  |  | 28417 | 1,033.79 61.78 76.99 166.07 | 1033.79 | 61.78 | 76.99 | 166.07 | 1033.79 | 61.78 | 76.99 | 166.07
28418 | 28418 | Three compartment type with 6/ 9 outlet holes...................................................................................................................... | [18 empty] | 1,038.88 |  |  | 61.78 |  |  | 76.99 |  | 174.23 |  | 28418 |  |  | 28418 | 1,038.88 61.78 76.99 174.23 | 1038.88 | 61.78 | 76.99 | 174.23 | 1038.88 | 61.78 | 76.99 | 174.23
28419 | 28419 | Four compartment type with 8 outlet holes............................................................................................................................ | [18 empty] | 1,043.24 |  |  | 61.78 |  |  | 76.99 |  | 181.96 |  | 28419 |  |  | 28419 | 1,043.24 61.78 76.99 181.96 | 1043.24 | 61.78 | 76.99 | 181.96 | 1043.24 | 61.78 | 76.99 | 181.96
CABLE TRUNKING AND CABLE TRAY
| Take | [24 empty] | Take
| Cable trunking galvanized sheet steel suspended from ceiling soffit or fixed to wall | [17 empty] | Supply |  |  |  |  | down |  | down |  |  | Fix
| with cover, an addition of fifty (50) percent will be made to the rate involving hanger | [17 empty] | and |  |  |  |  | and |  | and set |  |  | only
| or bracket for trunking installed all the way exceeding 450 mm from ceiling soffit or | [17 empty] | fix |  |  |  |  | clear |  | aside for
| wall : - |  |  | away | [21 empty] | re-use
Trunking : -
| A | [22 empty] | B |  | C |  |  | D
| Per linear metre |  |  |  |  | $ | [17 empty] | $ |  | $ |  |  | $
28420 | 28420 | 50 x 50 mm 1 compartment.................................................................................................................................................... | [18 empty] | 108.35 |  |  | 14.20 |  |  | 18.08 |  | 63.19 |  | 28420 |  |  | 28420 | 108.35 14.20 18.08 63.19 | 108.35 | 14.2 | 18.08 | 63.19 | 108.35 | 14.2 | 18.08 | 63.19
28421 | 28421 | 50 x 75 mm ditto..................................................................................................................................................................... | [18 empty] | 115.63 |  |  | 14.71 |  |  | 18.72 |  | 66.24 |  | 28421 |  |  | 28421 | 115.63 14.71 18.72 66.24 | 115.63 | 14.71 | 18.72 | 66.24 | 115.63 | 14.71 | 18.72 | 66.24
28422 | 28422 | 75 x 75 mm ditto..................................................................................................................................................................... | [18 empty] | 119.97 |  |  | 15.36 |  |  | 20.01 |  | 69.11 |  | 28422 |  |  | 28422 | 119.97 15.36 20.01 69.11 | 119.97 | 15.36 | 20.01 | 69.11 | 119.97 | 15.36 | 20.01 | 69.11
28423 | 28423 | 50 x 100 mm ditto................................................................................................................................................................... | [18 empty] | 119.97 |  |  | 15.36 |  |  | 20.01 |  | 69.11 |  | 28423 |  |  | 28423 | 119.97 15.36 20.01 69.11 | 119.97 | 15.36 | 20.01 | 69.11 | 119.97 | 15.36 | 20.01 | 69.11
28424 | 28424 | 75 x 100 mm ditto................................................................................................................................................................... | [18 empty] | 124.27 |  |  | 17.29 |  |  | 21.28 |  | 77.42 |  | 28424 |  |  | 28424 | 124.27 17.29 21.28 77.42 | 124.27 | 17.29 | 21.28 | 77.42 | 124.27 | 17.29 | 21.28 | 77.42
28425 | 28425 | 100 x 100 mm ditto................................................................................................................................................................. | [18 empty] | 136.23 |  |  | 17.29 |  |  | 21.28 |  | 77.42 |  | 28425 |  |  | 28425 | 136.23 17.29 21.28 77.42 | 136.23 | 17.29 | 21.28 | 77.42 | 136.23 | 17.29 | 21.28 | 77.42
28426 | 28426 | 100 x 150 mm ditto................................................................................................................................................................. | [18 empty] | 146.51 |  |  | 18.57 |  |  | 23.76 |  | 84.21 |  | 28426 |  |  | 28426 | 146.51 18.57 23.76 84.21 | 146.51 | 18.57 | 23.76 | 84.21 | 146.51 | 18.57 | 23.76 | 84.21
28427 | 28427 | 150 x 150 mm ditto................................................................................................................................................................. | [18 empty] | 169.81 |  |  | 21.25 |  |  | 25.67 |  | 92.89 |  | 28427 |  |  | 28427 | 169.81 21.25 25.67 92.89 | 169.81 | 21.25 | 25.67 | 92.89 | 169.81 | 21.25 | 25.67 | 92.89
28428 | 28428 | 150 x 200 mm ditto................................................................................................................................................................. | [18 empty] | 181.73 |  |  | 22.57 |  |  | 28.40 |  | 100.73 |  | 28428 |  |  | 28428 | 181.73 22.57 28.40 100.73 | 181.73 | 22.57 | 28.4 | 100.73 | 181.73 | 22.57 | 28.4 | 100.73
28429 | 28429 | 150 x 250 mm ditto................................................................................................................................................................. | [18 empty] | 193.63 |  |  | 25.00 |  |  | 31.65 |  | 107.98 |  | 28429 |  |  | 28429 | 193.63 25.00 31.65 107.98 | 193.63 | 25 | 31.65 | 107.98 | 193.63 | 25 | 31.65 | 107.98
28430 | 28430 | 150 x 500 mm ditto................................................................................................................................................................. | [18 empty] | 257.85 |  |  | 32.86 |  |  | 38.26 |  | 129.54 |  | 28430 |  |  | 28430 | 257.85 32.86 38.26 129.54 | 257.85 | 32.86 | 38.26 | 129.54 | 257.85 | 32.86 | 38.26 | 129.54
28431 | 28431 | 200 x 200 mm ditto................................................................................................................................................................. | [18 empty] | 151.98 |  |  | 32.86 |  |  | 38.26 |  | 129.54 |  | 28431 |  |  | 28431 | 151.98 32.86 38.26 129.54 | 151.98 | 32.86 | 38.26 | 129.54 | 151.98 | 32.86 | 38.26 | 129.54
28432 | 28432 | 300 x 300 mm ditto................................................................................................................................................................. | [18 empty] | 244.85 |  |  | 32.86 |  |  | 38.26 |  | 129.54 |  | 28432 |  |  | 28432 | 244.85 32.86 38.26 129.54 | 244.85 | 32.86 | 38.26 | 129.54 | 244.85 | 32.86 | 38.26 | 129.54
28433 | 28433 | 50 x 100 mm 2 compartments................................................................................................................................................ | [18 empty] | 130.27 |  |  | 15.36 |  |  | 20.01 |  | 69.11 |  | 28433 |  |  | 28433 | 130.27 15.36 20.01 69.11 | 130.27 | 15.36 | 20.01 | 69.11 | 130.27 | 15.36 | 20.01 | 69.11
28/27
28 | 28 | ELECTRICAL INSTALLATION - SMALL POWER DISTRIBUTION | [18 empty] | 28
| Item | Item
CABLE TRUNKING AND CABLE TRAY (CONT'D)
| Take | [24 empty] | Take
| Cable trunking galvanized sheet steel suspended from ceiling soffit or fixed to wall | [17 empty] | Supply |  |  |  |  | down |  | down |  |  | Fix
| with cover, an addition of fifty (50) percent will be made to the rate involving hanger | [17 empty] | and |  |  |  |  | and |  | and set |  |  | only
| or bracket for trunking installed all the way exceeding 450 mm from ceiling soffit or | [17 empty] | fix |  |  |  |  | clear |  | aside for
| wall : - (Cont'd) |  |  |  |  | away | [19 empty] | re-use
Trunking : - (Cont'd)
| A | [22 empty] | B |  | C |  |  | D
| Per linear metre |  |  |  |  | $ | [17 empty] | $ |  | $ |  |  | $
28434 | 28434 | 50 x 150 mm 2 compartments................................................................................................................................................ | [18 empty] | 175.96 |  |  | 17.93 |  |  | 21.92 |  | 79.31 |  | 28434 |  |  | 28434 | 175.96 17.93 21.92 79.31 | 175.96 | 17.93 | 21.92 | 79.31 | 175.96 | 17.93 | 21.92 | 79.31
28435 | 28435 | 75 x 100 mm ditto................................................................................................................................................................... | [18 empty] | 167.75 |  |  | 17.93 |  |  | 21.92 |  | 79.90 |  | 28435 |  |  | 28435 | 167.75 17.93 21.92 79.90 | 167.75 | 17.93 | 21.92 | 79.9 | 167.75 | 17.93 | 21.92 | 79.9
28436 | 28436 | 75 x 150 mm ditto................................................................................................................................................................... | [18 empty] | 183.93 |  |  | 17.93 |  |  | 21.92 |  | 79.90 |  | 28436 |  |  | 28436 | 183.93 17.93 21.92 79.90 | 183.93 | 17.93 | 21.92 | 79.9 | 183.93 | 17.93 | 21.92 | 79.9
28437 | 28437 | 100 x 150 mm ditto................................................................................................................................................................. | [18 empty] | 209.14 |  |  | 18.57 |  |  | 23.76 |  | 84.21 |  | 28437 |  |  | 28437 | 209.14 18.57 23.76 84.21 | 209.14 | 18.57 | 23.76 | 84.21 | 209.14 | 18.57 | 23.76 | 84.21
28438 | 28438 | 75 x 100 mm 3 compartments................................................................................................................................................ | [18 empty] | 185.33 |  |  | 17.93 |  |  | 21.92 |  | 79.90 |  | 28438 |  |  | 28438 | 185.33 17.93 21.92 79.90 | 185.33 | 17.93 | 21.92 | 79.9 | 185.33 | 17.93 | 21.92 | 79.9
28439 | 28439 | 75 x 150 mm ditto................................................................................................................................................................... | [18 empty] | 201.48 |  |  | 17.93 |  |  | 21.92 |  | 79.90 |  | 28439 |  |  | 28439 | 201.48 17.93 21.92 79.90 | 201.48 | 17.93 | 21.92 | 79.9 | 201.48 | 17.93 | 21.92 | 79.9
28440 | 28440 | 100 x 150 mm ditto................................................................................................................................................................. | [18 empty] | 217.90 |  |  | 18.57 |  |  | 23.76 |  | 84.21 |  | 28440 |  |  | 28440 | 217.90 18.57 23.76 84.21 | 217.9 | 18.57 | 23.76 | 84.21 | 217.9 | 18.57 | 23.76 | 84.21
28441 | 28441 | 150 x 150 mm ditto................................................................................................................................................................. | [18 empty] | 266.57 |  |  | 21.25 |  |  | 25.67 |  | 92.89 |  | 28441 |  |  | 28441 | 266.57 21.25 25.67 92.89 | 266.57 | 21.25 | 25.67 | 92.89 | 266.57 | 21.25 | 25.67 | 92.89
28442 | 28442 | 150 x 200 mm ditto................................................................................................................................................................. | [18 empty] | 290.09 |  |  | 22.57 |  |  | 28.40 |  | 100.73 |  | 28442 |  |  | 28442 | 290.09 22.57 28.40 100.73 | 290.09 | 22.57 | 28.4 | 100.73 | 290.09 | 22.57 | 28.4 | 100.73
Trunking cover : -
Per linear metre
28443 | 28443 | 50 mm wide............................................................................................................................................................................. | [18 empty] | 95.60 |  |  | 2.09 |  |  | 2.53 |  | 6.03 |  | 28443 |  |  | 28443 | 95.60 2.09 2.53 6.03 | 95.6 | 2.09 | 2.53 | 6.03 | 95.6 | 2.09 | 2.53 | 6.03
28444 | 28444 | 75 mm wide............................................................................................................................................................................. | [18 empty] | 98.85 |  |  | 2.09 |  |  | 2.53 |  | 6.03 |  | 28444 |  |  | 28444 | 98.85 2.09 2.53 6.03 | 98.85 | 2.09 | 2.53 | 6.03 | 98.85 | 2.09 | 2.53 | 6.03
28445 | 28445 | 100 mm wide........................................................................................................................................................................... | [18 empty] | 101.01 |  |  | 2.09 |  |  | 2.53 |  | 6.03 |  | 28445 |  |  | 28445 | 101.01 2.09 2.53 6.03 | 101.01 | 2.09 | 2.53 | 6.03 | 101.01 | 2.09 | 2.53 | 6.03
28446 | 28446 | 150 mm wide........................................................................................................................................................................... | [18 empty] | 108.85 |  |  | 3.10 |  |  | 3.78 |  | 9.12 |  | 28446 |  |  | 28446 | 108.85 3.10 3.78 9.12 | 108.85 | 3.1 | 3.78 | 9.12 | 108.85 | 3.1 | 3.78 | 9.12
28447 | 28447 | 200 mm wide........................................................................................................................................................................... | [18 empty] | 117.02 |  |  | 3.78 |  |  | 4.62 |  | 11.10 |  | 28447 |  |  | 28447 | 117.02 3.78 4.62 11.10 | 117.02 | 3.78 | 4.62 | 11.1 | 117.02 | 3.78 | 4.62 | 11.1
28448 | 28448 | 300 mm wide........................................................................................................................................................................... | [18 empty] | 128.39 |  |  | 4.62 |  |  | 5.57 |  | 13.50 |  | 28448 |  |  | 28448 | 128.39 4.62 5.57 13.50 | 128.39 | 4.62 | 5.57 | 13.5 | 128.39 | 4.62 | 5.57 | 13.5
28449 | 28449 | 500 mm wide........................................................................................................................................................................... | [18 empty] | 153.00 |  |  | 5.86 |  |  | 6.97 |  | 16.78 |  | 28449 |  |  | 28449 | 153.00 5.86 6.97 16.78 | 153 | 5.86 | 6.97 | 16.78 | 153 | 5.86 | 6.97 | 16.78
Extra over trunking of the following sizes for cross unit 4-way, with 4 connectors : -
Each
28450 | 28450 | 50 x 50 mm.............................................................................................................................................................................. | [18 empty] | 105.35 |  |  | 12.10 |  |  | 15.39 |  | 46.80 |  | 28450 |  |  | 28450 | 105.35 12.10 15.39 46.80 | 105.35 | 12.1 | 15.39 | 46.8 | 105.35 | 12.1 | 15.39 | 46.8
28451 | 28451 | 75 x 75 mm.............................................................................................................................................................................. | [18 empty] | 112.42 |  |  | 13.31 |  |  | 16.64 |  | 49.23 |  | 28451 |  |  | 28451 | 112.42 13.31 16.64 49.23 | 112.42 | 13.31 | 16.64 | 49.23 | 112.42 | 13.31 | 16.64 | 49.23
28452 | 28452 | 100 x 100 mm......................................................................................................................................................................... | [18 empty] | 121.09 |  |  | 14.08 |  |  | 17.44 |  | 52.53 |  | 28452 |  |  | 28452 | 121.09 14.08 17.44 52.53 | 121.09 | 14.08 | 17.44 | 52.53 | 121.09 | 14.08 | 17.44 | 52.53
28453 | 28453 | 100 x 150 mm......................................................................................................................................................................... | [18 empty] | 128.68 |  |  | 14.74 |  |  | 18.11 |  | 54.69 |  | 28453 |  |  | 28453 | 128.68 14.74 18.11 54.69 | 128.68 | 14.74 | 18.11 | 54.69 | 128.68 | 14.74 | 18.11 | 54.69
28454 | 28454 | 150 x 150 mm......................................................................................................................................................................... | [18 empty] | 143.85 |  |  | 15.39 |  |  | 20.05 |  | 59.63 |  | 28454 |  |  | 28454 | 143.85 15.39 20.05 59.63 | 143.85 | 15.39 | 20.05 | 59.63 | 143.85 | 15.39 | 20.05 | 59.63
28/28
28 | 28 | ELECTRICAL INSTALLATION - SMALL POWER DISTRIBUTION | [18 empty] | 28
| Item | Item
| CABLE TRUNKING AND CABLE TRAY (CONT'D) | [14 empty] | Take | [9 empty] | Take
| Supply | [22 empty] | down |  | down |  |  | Fix
| and | [22 empty] | and |  | and set |  |  | only
| Extra over trunking for reducer unit with 2 connectors : - | [14 empty] | fix | [7 empty] | clear |  | aside for
| away | [24 empty] | re-use
| A | [22 empty] | B |  | C |  |  | D
| Each |  |  | $ | [19 empty] | $ |  | $ |  |  | $
28455 | 28455 | 75 x 75 mm to 100 x 100 mm................................................................................................................................................. | [18 empty] | 104.55 |  |  | 11.43 |  |  | 14.74 |  | 43.92 |  | 28455 |  |  | 28455 | 104.55 11.43 14.74 43.92 | 104.55 | 11.43 | 14.74 | 43.92 | 104.55 | 11.43 | 14.74 | 43.92
28456 | 28456 | 100 x 100 mm to 100 x 150 mm............................................................................................................................................. | [18 empty] | 108.35 |  |  | 12.10 |  |  | 15.39 |  | 47.06 |  | 28456 |  |  | 28456 | 108.35 12.10 15.39 47.06 | 108.35 | 12.1 | 15.39 | 47.06 | 108.35 | 12.1 | 15.39 | 47.06
28457 | 28457 | 100 x 100 mm to 150 x 150 mm............................................................................................................................................. | [18 empty] | 115.93 |  |  | 13.31 |  |  | 16.64 |  | 50.07 |  | 28457 |  |  | 28457 | 115.93 13.31 16.64 50.07 | 115.93 | 13.31 | 16.64 | 50.07 | 115.93 | 13.31 | 16.64 | 50.07
Extra over trunking of the following size for flat tee, edge tee unit with connectors : -
Each
28458 | 28458 | 50 x 50 mm.............................................................................................................................................................................. | [18 empty] | 98.59 |  |  | 11.43 |  |  | 14.09 |  | 41.93 |  | 28458 |  |  | 28458 | 98.59 11.43 14.09 41.93 | 98.59 | 11.43 | 14.09 | 41.93 | 98.59 | 11.43 | 14.09 | 41.93
28459 | 28459 | 50 x 100/ 75 x 75 mm............................................................................................................................................................. | [18 empty] | 103.18 |  |  | 11.43 |  |  | 14.74 |  | 43.92 |  | 28459 |  |  | 28459 | 103.18 11.43 14.74 43.92 | 103.18 | 11.43 | 14.74 | 43.92 | 103.18 | 11.43 | 14.74 | 43.92
28460 | 28460 | 75 x 100 mm............................................................................................................................................................................ | [18 empty] | 104.82 |  |  | 12.10 |  |  | 15.39 |  | 47.06 |  | 28460 |  |  | 28460 | 104.82 12.10 15.39 47.06 | 104.82 | 12.1 | 15.39 | 47.06 | 104.82 | 12.1 | 15.39 | 47.06
28461 | 28461 | 100 x 100 mm......................................................................................................................................................................... | [18 empty] | 108.59 |  |  | 12.10 |  |  | 15.39 |  | 47.06 |  | 28461 |  |  | 28461 | 108.59 12.10 15.39 47.06 | 108.59 | 12.1 | 15.39 | 47.06 | 108.59 | 12.1 | 15.39 | 47.06
28462 | 28462 | 100 x 150 mm......................................................................................................................................................................... | [18 empty] | 113.23 |  |  | 13.31 |  |  | 16.64 |  | 50.07 |  | 28462 |  |  | 28462 | 113.23 13.31 16.64 50.07 | 113.23 | 13.31 | 16.64 | 50.07 | 113.23 | 13.31 | 16.64 | 50.07
28463 | 28463 | 150 x 150 mm......................................................................................................................................................................... | [18 empty] | 122.69 |  |  | 14.74 |  |  | 18.11 |  | 54.69 |  | 28463 |  |  | 28463 | 122.69 14.74 18.11 54.69 | 122.69 | 14.74 | 18.11 | 54.69 | 122.69 | 14.74 | 18.11 | 54.69
28464 | 28464 | 200 x 200 mm......................................................................................................................................................................... | [18 empty] | 131.89 |  |  | 15.39 |  |  | 20.05 |  | 59.63 |  | 28464 |  |  | 28464 | 131.89 15.39 20.05 59.63 | 131.89 | 15.39 | 20.05 | 59.63 | 131.89 | 15.39 | 20.05 | 59.63
Extra over trunking of the following size for flat elbow, internal or external elbow
unit with connectors : -
Each
28465 | 28465 | 50 x 50 mm.............................................................................................................................................................................. | [18 empty] | 96.67 |  |  | 10.99 |  |  | 14.15 |  | 42.09 |  | 28465 |  |  | 28465 | 96.67 10.99 14.15 42.09 | 96.67 | 10.99 | 14.15 | 42.09 | 96.67 | 10.99 | 14.15 | 42.09
28466 | 28466 | 50 x 100/ 75 x 75 mm............................................................................................................................................................. | [18 empty] | 100.23 |  |  | 11.50 |  |  | 14.80 |  | 44.09 |  | 28466 |  |  | 28466 | 100.23 11.50 14.80 44.09 | 100.23 | 11.5 | 14.8 | 44.09 | 100.23 | 11.5 | 14.8 | 44.09
28467 | 28467 | 50 x 150/ 100 x 100 mm......................................................................................................................................................... | [18 empty] | 104.55 |  |  | 12.17 |  |  | 15.46 |  | 47.24 |  | 28467 |  |  | 28467 | 104.55 12.17 15.46 47.24 | 104.55 | 12.17 | 15.46 | 47.24 | 104.55 | 12.17 | 15.46 | 47.24
28468 | 28468 | 75 x 100 mm............................................................................................................................................................................ | [18 empty] | 101.54 |  |  | 12.17 |  |  | 15.46 |  | 47.24 |  | 28468 |  |  | 28468 | 101.54 12.17 15.46 47.24 | 101.54 | 12.17 | 15.46 | 47.24 | 101.54 | 12.17 | 15.46 | 47.24
28469 | 28469 | 75 x 150 mm............................................................................................................................................................................ | [18 empty] | 106.97 |  |  | 13.37 |  |  | 16.72 |  | 50.27 |  | 28469 |  |  | 28469 | 106.97 13.37 16.72 50.27 | 106.97 | 13.37 | 16.72 | 50.27 | 106.97 | 13.37 | 16.72 | 50.27
28470 | 28470 | 100 x 150 mm......................................................................................................................................................................... | [18 empty] | 108.35 |  |  | 13.37 |  |  | 16.72 |  | 50.27 |  | 28470 |  |  | 28470 | 108.35 13.37 16.72 50.27 | 108.35 | 13.37 | 16.72 | 50.27 | 108.35 | 13.37 | 16.72 | 50.27
28471 | 28471 | 150 x 150 mm......................................................................................................................................................................... | [18 empty] | 115.93 |  |  | 14.80 |  |  | 18.18 |  | 54.91 |  | 28471 |  |  | 28471 | 115.93 14.80 18.18 54.91 | 115.93 | 14.8 | 18.18 | 54.91 | 115.93 | 14.8 | 18.18 | 54.91
28472 | 28472 | 150 x 500 mm......................................................................................................................................................................... | [18 empty] | 190.41 |  |  | 16.84 |  |  | 22.31 |  | 67.59 |  | 28472 |  |  | 28472 | 190.41 16.84 22.31 67.59 | 190.41 | 16.84 | 22.31 | 67.59 | 190.41 | 16.84 | 22.31 | 67.59
28/29
28 | 28 | ELECTRICAL INSTALLATION - SMALL POWER DISTRIBUTION | [18 empty] | 28
| Item | Item
| CABLE TRUNKING AND CABLE TRAY (CONT'D) | [14 empty] | Take | [9 empty] | Take
| Supply | [22 empty] | down |  | down |  |  | Fix
| and | [22 empty] | and |  | and set |  |  | only
| Extra over trunking of the following size for flat elbow, internal or external elbow | [16 empty] | fix | [5 empty] | clear |  | aside for
| unit with connectors : - (Cont'd) | [9 empty] | away | [14 empty] | re-use
| A | [22 empty] | B |  | C |  |  | D
| Each |  |  | $ | [19 empty] | $ |  | $ |  |  | $
28473 | 28473 | 200 x 200 mm......................................................................................................................................................................... | [18 empty] | 123.22 |  |  | 15.46 |  |  | 20.12 |  | 59.86 |  | 28473 |  |  | 28473 | 123.22 15.46 20.12 59.86 | 123.22 | 15.46 | 20.12 | 59.86 | 123.22 | 15.46 | 20.12 | 59.86
28474 | 28474 | 300 x 300 mm......................................................................................................................................................................... | [18 empty] | 161.15 |  |  | 16.84 |  |  | 22.31 |  | 67.59 |  | 28474 |  |  | 28474 | 161.15 16.84 22.31 67.59 | 161.15 | 16.84 | 22.31 | 67.59 | 161.15 | 16.84 | 22.31 | 67.59
28475 | 28475 | 50 x 100 mm 2 compartments................................................................................................................................................ | [18 empty] | 102.92 |  |  | 11.50 |  |  | 14.80 |  | 44.09 |  | 28475 |  |  | 28475 | 102.92 11.50 14.80 44.09 | 102.92 | 11.5 | 14.8 | 44.09 | 102.92 | 11.5 | 14.8 | 44.09
28476 | 28476 | 50 x 150 mm 2 compartments................................................................................................................................................ | [18 empty] | 107.80 |  |  | 12.17 |  |  | 15.46 |  | 47.24 |  | 28476 |  |  | 28476 | 107.80 12.17 15.46 47.24 | 107.8 | 12.17 | 15.46 | 47.24 | 107.8 | 12.17 | 15.46 | 47.24
28477 | 28477 | 100 x 150 mm 2 compartments.............................................................................................................................................. | [18 empty] | 111.59 |  |  | 13.37 |  |  | 16.72 |  | 50.27 |  | 28477 |  |  | 28477 | 111.59 13.37 16.72 50.27 | 111.59 | 13.37 | 16.72 | 50.27 | 111.59 | 13.37 | 16.72 | 50.27
28478 | 28478 | 75 x 100 mm 3 compartments................................................................................................................................................ | [18 empty] | 106.97 |  |  | 12.17 |  |  | 15.46 |  | 47.24 |  | 28478 |  |  | 28478 | 106.97 12.17 15.46 47.24 | 106.97 | 12.17 | 15.46 | 47.24 | 106.97 | 12.17 | 15.46 | 47.24
28479 | 28479 | 75 x 150 mm 3 compartments................................................................................................................................................ | [18 empty] | 113.43 |  |  | 12.78 |  |  | 16.10 |  | 48.81 |  | 28479 |  |  | 28479 | 113.43 12.78 16.10 48.81 | 113.43 | 12.78 | 16.1 | 48.81 | 113.43 | 12.78 | 16.1 | 48.81
28480 | 28480 | 100 x 150 mm 3 compartments.............................................................................................................................................. | [18 empty] | 114.84 |  |  | 13.37 |  |  | 16.72 |  | 50.27 |  | 28480 |  |  | 28480 | 114.84 13.37 16.72 50.27 | 114.84 | 13.37 | 16.72 | 50.27 | 114.84 | 13.37 | 16.72 | 50.27
28481 | 28481 | 150 x 150 mm 3 compartments.............................................................................................................................................. | [18 empty] | 124.05 |  |  | 14.15 |  |  | 17.54 |  | 52.17 |  | 28481 |  |  | 28481 | 124.05 14.15 17.54 52.17 | 124.05 | 14.15 | 17.54 | 52.17 | 124.05 | 14.15 | 17.54 | 52.17
Blank end for cable trunking of the following sizes : -
Each
28482 | 28482 | 50 x 50 mm.............................................................................................................................................................................. | [18 empty] | 46.96 |  |  | 4.73 |  |  | 6.11 |  | 14.18 |  | 28482 |  |  | 28482 | 46.96 4.73 6.11 14.18 | 46.96 | 4.73 | 6.11 | 14.18 | 46.96 | 4.73 | 6.11 | 14.18
28483 | 28483 | 50 x 100/ 75 x 75 mm............................................................................................................................................................. | [18 empty] | 48.27 |  |  | 4.73 |  |  | 6.11 |  | 14.18 |  | 28483 |  |  | 28483 | 48.27 4.73 6.11 14.18 | 48.27 | 4.73 | 6.11 | 14.18 | 48.27 | 4.73 | 6.11 | 14.18
28484 | 28484 | 50 x 150/ 100 x 100 mm......................................................................................................................................................... | [18 empty] | 49.61 |  |  | 4.73 |  |  | 6.11 |  | 14.18 |  | 28484 |  |  | 28484 | 49.61 4.73 6.11 14.18 | 49.61 | 4.73 | 6.11 | 14.18 | 49.61 | 4.73 | 6.11 | 14.18
28485 | 28485 | 75 x 100 mm............................................................................................................................................................................ | [18 empty] | 49.00 |  |  | 4.73 |  |  | 6.11 |  | 14.18 |  | 28485 |  |  | 28485 | 49.00 4.73 6.11 14.18 | 49 | 4.73 | 6.11 | 14.18 | 49 | 4.73 | 6.11 | 14.18
28486 | 28486 | 100 x 150 mm......................................................................................................................................................................... | [18 empty] | 52.65 |  |  | 4.73 |  |  | 6.11 |  | 14.18 |  | 28486 |  |  | 28486 | 52.65 4.73 6.11 14.18 | 52.65 | 4.73 | 6.11 | 14.18 | 52.65 | 4.73 | 6.11 | 14.18
28487 | 28487 | 150 x 150 mm......................................................................................................................................................................... | [18 empty] | 53.97 |  |  | 4.74 |  |  | 6.12 |  | 14.20 |  | 28487 |  |  | 28487 | 53.97 4.74 6.12 14.20 | 53.97 | 4.74 | 6.12 | 14.2 | 53.97 | 4.74 | 6.12 | 14.2
28488 | 28488 | 150 x 500 mm......................................................................................................................................................................... | [18 empty] | 75.73 |  |  | 7.00 |  |  | 9.04 |  | 21.47 |  | 28488 |  |  | 28488 | 75.73 7.00 9.04 21.47 | 75.73 | 7 | 9.04 | 21.47 | 75.73 | 7 | 9.04 | 21.47
28489 | 28489 | 300 x 300 mm......................................................................................................................................................................... | [18 empty] | 73.79 |  |  | 7.00 |  |  | 9.04 |  | 21.47 |  | 28489 |  |  | 28489 | 73.79 7.00 9.04 21.47 | 73.79 | 7 | 9.04 | 21.47 | 73.79 | 7 | 9.04 | 21.47
28490 | 28490 | Wiring clip for cable trunking................................................................................................................................................. | [18 empty] | 44.31 |  |  | 0.44 |  |  | 0.56 |  | 1.17 |  | 28490 |  |  | 28490 | 44.31 0.44 0.56 1.17 | 44.31 | 0.44 | 0.56 | 1.17 | 44.31 | 0.44 | 0.56 | 1.17
28/30
28 | 28 | ELECTRICAL INSTALLATION - SMALL POWER DISTRIBUTION | [18 empty] | 28
| Item | Item
| CABLE TRUNKING AND CABLE TRAY (CONT'D) | [14 empty] | Take | [9 empty] | Take
| Supply | [22 empty] | down |  | down |  |  | Fix
| and | [22 empty] | and |  | and set |  |  | only
| PVC mini-trunking to IEC 61084-1, c/w all cross over, elbow, tee, blank end | [16 empty] | fix | [5 empty] | clear |  | aside for
| and all necessary fixing accessories : - | [9 empty] | away | [14 empty] | re-use
| A | [22 empty] | B |  | C |  |  | D
| Per linear metre |  |  |  |  | $ | [17 empty] | $ |  | $ |  |  | $
28491 | 28491 | 16 x 16 mm.............................................................................................................................................................................. | [18 empty] | 29.23 |  |  | 3.27 |  |  | 4.17 |  | 12.68 |  | 28491 |  |  | 28491 | 29.23 3.27 4.17 12.68 | 29.23 | 3.27 | 4.17 | 12.68 | 29.23 | 3.27 | 4.17 | 12.68
28492 | 28492 | 16 x 25/ 16 x 40/ 25 x 25 mm................................................................................................................................................. | [18 empty] | 37.92 |  |  | 5.00 |  |  | 6.11 |  | 15.39 |  | 28492 |  |  | 28492 | 37.92 5.00 6.11 15.39 | 37.92 | 5 | 6.11 | 15.39 | 37.92 | 5 | 6.11 | 15.39
28493 | 28493 | 25 x 40/ 25 x 50 mm............................................................................................................................................................... | [18 empty] | 45.47 |  |  | 5.00 |  |  | 6.11 |  | 15.39 |  | 28493 |  |  | 28493 | 45.47 5.00 6.11 15.39 | 45.47 | 5 | 6.11 | 15.39 | 45.47 | 5 | 6.11 | 15.39
28494 | 28494 | 32 x 50/ 50 x 50 mm............................................................................................................................................................... | [18 empty] | 70.07 |  |  | 5.00 |  |  | 6.11 |  | 15.39 |  | 28494 |  |  | 28494 | 70.07 5.00 6.11 15.39 | 70.07 | 5 | 6.11 | 15.39 | 70.07 | 5 | 6.11 | 15.39
Surface galvanized sheet steel weatherproof trunking, including all cross over, tee,
bend, blank end and fixing accessories : -
Per linear metre
28495 | 28495 | 100 x 100 mm......................................................................................................................................................................... | [18 empty] | 353.63 |  |  | 41.01 |  |  | 51.19 |  | 161.68 |  | 28495 |  |  | 28495 | 353.63 41.01 51.19 161.68 | 353.63 | 41.01 | 51.19 | 161.68 | 353.63 | 41.01 | 51.19 | 161.68
28496 | 28496 | 150 x 150 mm......................................................................................................................................................................... | [18 empty] | 495.78 |  |  | 49.37 |  |  | 61.08 |  | 190.54 |  | 28496 |  |  | 28496 | 495.78 49.37 61.08 190.54 | 495.78 | 49.37 | 61.08 | 190.54 | 495.78 | 49.37 | 61.08 | 190.54
Exposed floor trunking, including all trunking fittings, crossover, tee, riser bend,
outlet box and other accessories, manufactured from 1.6 mm galvanized steel, lids of
3 mm galvanized steel, flush or recessed covers, pyramid sides : -
Per linear metre
28497 | 28497 | 153 mm x 38 mm (2 compartments) trunking........................................................................................................................ | [18 empty] | 187.83 |  |  | 16.86 |  |  | 20.81 |  | 61.75 |  | 28497 |  |  | 28497 | 187.83 16.86 20.81 61.75 | 187.83 | 16.86 | 20.81 | 61.75 | 187.83 | 16.86 | 20.81 | 61.75
28498 | 28498 | 228 mm x 38 mm (3 compartments) trunking........................................................................................................................ | [18 empty] | 224.45 |  |  | 20.25 |  |  | 24.93 |  | 76.09 |  | 28498 |  |  | 28498 | 224.45 20.25 24.93 76.09 | 224.45 | 20.25 | 24.93 | 76.09 | 224.45 | 20.25 | 24.93 | 76.09
Each
28499 | 28499 | 153 mm x 38 mm (2 compartments) junction box................................................................................................................. | [18 empty] | 369.22 |  |  | 11.00 |  |  | 13.90 |  | 42.83 |  | 28499 |  |  | 28499 | 369.22 11.00 13.90 42.83 | 369.22 | 11 | 13.9 | 42.83 | 369.22 | 11 | 13.9 | 42.83
28500 | 28500 | 228 mm x 38 mm (3 compartments) junction box................................................................................................................. | [18 empty] | 419.29 |  |  | 13.90 |  |  | 17.21 |  | 53.56 |  | 28500 |  |  | 28500 | 419.29 13.90 17.21 53.56 | 419.29 | 13.9 | 17.21 | 53.56 | 419.29 | 13.9 | 17.21 | 53.56
28/31
28 | 28 | ELECTRICAL INSTALLATION - SMALL POWER DISTRIBUTION | [18 empty] | 28
| Item | Item
CABLE TRUNKING AND CABLE TRAY (CONT'D)
| Take | [24 empty] | Take
| Supply | [22 empty] | down |  | down |  |  | Fix
| Flush floor trunking, including all trunking fittings, tee, cross over, riser bend, | [16 empty] | and | [5 empty] | and |  | and set |  |  | only
| outlet box and other accessories, manufactured from 1.6 mm galvanized steel, lids of | [17 empty] | fix |  |  |  |  | clear |  | aside for
| 3 mm galvanized steel, flush or recessed covers : - | [12 empty] | away | [11 empty] | re-use
| A | [22 empty] | B |  | C |  |  | D
| Per linear metre |  |  |  |  | $ | [17 empty] | $ |  | $ |  |  | $
28501 | 28501 | 153 mm x 38 mm (2 compartments) trunking........................................................................................................................ | [18 empty] | 218.76 |  |  | 16.77 |  |  | 20.68 |  | 61.38 |  | 28501 |  |  | 28501 | 218.76 16.77 20.68 61.38 | 218.76 | 16.77 | 20.68 | 61.38 | 218.76 | 16.77 | 20.68 | 61.38
28502 | 28502 | 228 mm x 38 mm (3 compartments) trunking........................................................................................................................ | [18 empty] | 270.04 |  |  | 20.12 |  |  | 24.78 |  | 75.65 |  | 28502 |  |  | 28502 | 270.04 20.12 24.78 75.65 | 270.04 | 20.12 | 24.78 | 75.65 | 270.04 | 20.12 | 24.78 | 75.65
Each
28503 | 28503 | 153 mm x 38 mm (2 compartments) junction box................................................................................................................. | [18 empty] | 396.31 |  |  | 11.18 |  |  | 14.09 |  | 41.62 |  | 28503 |  |  | 28503 | 396.31 11.18 14.09 41.62 | 396.31 | 11.18 | 14.09 | 41.62 | 396.31 | 11.18 | 14.09 | 41.62
28504 | 28504 | 228 mm x 38 mm (3 compartments) junction box................................................................................................................. | [18 empty] | 443.38 |  |  | 14.09 |  |  | 17.46 |  | 52.09 |  | 28504 |  |  | 28504 | 443.38 14.09 17.46 52.09 | 443.38 | 14.09 | 17.46 | 52.09 | 443.38 | 14.09 | 17.46 | 52.09
Underfloor trunking, including all trunking fittings, tee, cross over, riser bend,
outlet box and other accessories, manufactured from 1.6 mm galvanized steel,
lids of 3 mm galvanized steel, flush or recessed covers : -
Per linear metre
28505 | 28505 | 153 mm x 38 mm (2 compartments) trunking........................................................................................................................ | [18 empty] | 86.76 |  |  | 16.77 |  |  | 20.68 |  | 61.38 |  | 28505 |  |  | 28505 | 86.76 16.77 20.68 61.38 | 86.76 | 16.77 | 20.68 | 61.38 | 86.76 | 16.77 | 20.68 | 61.38
28506 | 28506 | 228 mm x 38 mm (3 compartments) trunking........................................................................................................................ | [18 empty] | 100.79 |  |  | 20.12 |  |  | 24.78 |  | 75.65 |  | 28506 |  |  | 28506 | 100.79 20.12 24.78 75.65 | 100.79 | 20.12 | 24.78 | 75.65 | 100.79 | 20.12 | 24.78 | 75.65
Each
28507 | 28507 | 153 mm x 38 mm (2 compartments) junction box................................................................................................................. | [18 empty] | 157.17 |  |  | 11.18 |  |  | 14.09 |  | 41.62 |  | 28507 |  |  | 28507 | 157.17 11.18 14.09 41.62 | 157.17 | 11.18 | 14.09 | 41.62 | 157.17 | 11.18 | 14.09 | 41.62
28508 | 28508 | 228 mm x 38 mm (3 compartments) junction box................................................................................................................. | [18 empty] | 165.49 |  |  | 14.09 |  |  | 17.46 |  | 101.13 |  | 28508 |  |  | 28508 | 165.49 14.09 17.46 101.13 | 165.49 | 14.09 | 17.46 | 101.13 | 165.49 | 14.09 | 17.46 | 101.13
Skirting trunking, including all trunking fittings, riser bend, outlet lid and other
accessories, manufactured from 1.6 mm sheet steel, stove epoxy polyester powder finish : -
Per linear metre
28509 | 28509 | 153 mm x 38 mm (2 compartments)....................................................................................................................................... | [18 empty] | 172.87 |  |  | 16.77 |  |  | 20.68 |  | 61.38 |  | 28509 |  |  | 28509 | 172.87 16.77 20.68 61.38 | 172.87 | 16.77 | 20.68 | 61.38 | 172.87 | 16.77 | 20.68 | 61.38
28510 | 28510 | 225 mm x 50 mm (2 compartments)....................................................................................................................................... | [18 empty] | 228.81 |  |  | 20.12 |  |  | 24.78 |  | 76.70 |  | 28510 |  |  | 28510 | 228.81 20.12 24.78 76.70 | 228.81 | 20.12 | 24.78 | 76.7 | 228.81 | 20.12 | 24.78 | 76.7
28511 | 28511 | 228 mm x 38 mm (3 compartments) ...................................................................................................................................... | [18 empty] | 227.67 |  |  | 20.12 |  |  | 24.78 |  | 75.65 |  | 28511 |  |  | 28511 | 227.67 20.12 24.78 75.65 | 227.67 | 20.12 | 24.78 | 75.65 | 227.67 | 20.12 | 24.78 | 75.65
28512 | 28512 | 228 mm x 50 mm (3 compartments)....................................................................................................................................... | [18 empty] | 229.89 |  |  | 20.62 |  |  | 25.17 |  | 77.49 |  | 28512 |  |  | 28512 | 229.89 20.62 25.17 77.49 | 229.89 | 20.62 | 25.17 | 77.49 | 229.89 | 20.62 | 25.17 | 77.49
28513 | 28513 | 300 mm x 50 mm (3 compartments)....................................................................................................................................... | [18 empty] | 309.61 |  |  | 24.78 |  |  | 30.56 |  | 92.84 |  | 28513 |  |  | 28513 | 309.61 24.78 30.56 92.84 | 309.61 | 24.78 | 30.56 | 92.84 | 309.61 | 24.78 | 30.56 | 92.84
Sill trunking, including all trunking fittings, riser bend, outlet lid and other
accessories, manufactured from 1.2 mm sheet steel, stove epoxy polyester powder finish : -
Per linear metre
28514 | 28514 | 102 mm x 38 mm (2 compartments)....................................................................................................................................... | [18 empty] | 153.14 |  |  | 16.77 |  |  | 20.68 |  | 61.38 |  | 28514 |  |  | 28514 | 153.14 16.77 20.68 61.38 | 153.14 | 16.77 | 20.68 | 61.38 | 153.14 | 16.77 | 20.68 | 61.38
28515 | 28515 | 153 mm x 38 mm (2 compartments)....................................................................................................................................... | [18 empty] | 172.87 |  |  | 16.77 |  |  | 20.68 |  | 61.38 |  | 28515 |  |  | 28515 | 172.87 16.77 20.68 61.38 | 172.87 | 16.77 | 20.68 | 61.38 | 172.87 | 16.77 | 20.68 | 61.38
28/32
28 | 28 | ELECTRICAL INSTALLATION - SMALL POWER DISTRIBUTION | [18 empty] | 28
| Item | Item
| CABLE TRUNKING AND CABLE TRAY (CONT'D) | [14 empty] | Take | [9 empty] | Take
| Supply | [22 empty] | down |  | down |  |  | Fix
| and | [22 empty] | and |  | and set |  |  | only
| Galvanized metal sheet tray suspended from ceiling soffit, including all fittings, | [16 empty] | fix | [5 empty] | clear |  | aside for
| cross, tee, bend and other accessories : - | [9 empty] | away | [14 empty] | re-use
| A | [22 empty] | B |  | C |  |  | D
| Per linear metre |  |  |  |  | $ | [17 empty] | $ |  | $ |  |  | $
28516 | 28516 | 75 mm wide ............................................................................................................................................................................ | [18 empty] | 97.78 |  |  | 13.28 |  |  | 16.62 |  | 53.06 |  | 28516 |  |  | 28516 | 97.78 13.28 16.62 53.06 | 97.78 | 13.28 | 16.62 | 53.06 | 97.78 | 13.28 | 16.62 | 53.06
28517 | 28517 | 100 mm wide........................................................................................................................................................................... | [18 empty] | 117.53 |  |  | 14.08 |  |  | 17.44 |  | 58.62 |  | 28517 |  |  | 28517 | 117.53 14.08 17.44 58.62 | 117.53 | 14.08 | 17.44 | 58.62 | 117.53 | 14.08 | 17.44 | 58.62
28518 | 28518 | 150 mm wide........................................................................................................................................................................... | [18 empty] | 139.23 |  |  | 15.21 |  |  | 18.50 |  | 62.79 |  | 28518 |  |  | 28518 | 139.23 15.21 18.50 62.79 | 139.23 | 15.21 | 18.5 | 62.79 | 139.23 | 15.21 | 18.5 | 62.79
28519 | 28519 | 225 mm wide........................................................................................................................................................................... | [18 empty] | 167.92 |  |  | 16.72 |  |  | 20.64 |  | 69.52 |  | 28519 |  |  | 28519 | 167.92 16.72 20.64 69.52 | 167.92 | 16.72 | 20.64 | 69.52 | 167.92 | 16.72 | 20.64 | 69.52
28520 | 28520 | 300 mm wide........................................................................................................................................................................... | [18 empty] | 203.69 |  |  | 17.29 |  |  | 21.28 |  | 72.50 |  | 28520 |  |  | 28520 | 203.69 17.29 21.28 72.50 | 203.69 | 17.29 | 21.28 | 72.5 | 203.69 | 17.29 | 21.28 | 72.5
28521 | 28521 | 450 mm wide........................................................................................................................................................................... | [18 empty] | 250.24 |  |  | 20.09 |  |  | 24.72 |  | 81.41 |  | 28521 |  |  | 28521 | 250.24 20.09 24.72 81.41 | 250.24 | 20.09 | 24.72 | 81.41 | 250.24 | 20.09 | 24.72 | 81.41
28522 | 28522 | 600 mm wide........................................................................................................................................................................... | [18 empty] | 304.63 |  |  | 21.25 |  |  | 27.10 |  | 87.38 |  | 28522 |  |  | 28522 | 304.63 21.25 27.10 87.38 | 304.63 | 21.25 | 27.1 | 87.38 | 304.63 | 21.25 | 27.1 | 87.38
Each
28523 | 28523 | 650 mm high power post, anodised aluminium body with uPVC cover, twin compartments
in cross-section of 100 x 100 mm, composed of one full length post body, two full length
cover section, 5 nos. outlet box assembly, one end load plate, one top cover, one end load
| plate, one earth link strap, and all necessary accessories....................................................................................................... | [19 empty] | 1,248.90 |  |  | 23.68 |  |  | 28.86 |  | 90.06 |  | 28523 |  |  | 28523 | 1,248.90 23.68 28.86 90.06 | 1248.9 | 23.68 | 28.86 | 90.06 | 1248.9 | 23.68 | 28.86 | 90.06
28524 | 28524 | 3.6 m high power post, anodised aluminium body with uPVC cover, twin compartments in
cross-section of 100 x 100 mm, composed of one full length post body, two full length cover
section, two 3 m long dividing strip, 6 nos. outlet box assembly, one end load plate, one top
end collar with jacking assembly, two end load plate, 3 nos. earth link strap, and all
| necessary accessories.............................................................................................................................................................. | [19 empty] | 3,660.85 |  |  | 220.75 |  |  | 270.24 |  | 810.61 |  | 28524 |  |  | 28524 | 3,660.85 220.75 270.24 810.61 | 3660.85 | 220.75 | 270.24 | 810.61 | 3660.85 | 220.75 | 270.24 | 810.61
3 compartments PVC trunking to IEC 1084-1 or BS4678 part 4, size 145 mm x 40 mm : -
Per linear metre
28525 | 28525 | Straight section of trunking, including blank end, cover and fixing accessories.................................................................. | [18 empty] | 772.65 |  |  | 19.55 |  |  | 24.13 |  | 74.04 |  | 28525 |  |  | 28525 | 772.65 19.55 24.13 74.04 | 772.65 | 19.55 | 24.13 | 74.04 | 772.65 | 19.55 | 24.13 | 74.04
Each
28526 | 28526 | Angle unit - flat, external or internal, including cover........................................................................................................... | [18 empty] | 162.07 |  |  | 14.05 |  |  | 17.36 |  | 54.21 |  | 28526 |  |  | 28526 | 162.07 14.05 17.36 54.21 | 162.07 | 14.05 | 17.36 | 54.21 | 162.07 | 14.05 | 17.36 | 54.21
28527 | 28527 | Flat tee unit, including cover.................................................................................................................................................. | [18 empty] | 177.60 |  |  | 14.05 |  |  | 17.36 |  | 54.21 |  | 28527 |  |  | 28527 | 177.60 14.05 17.36 54.21 | 177.6 | 14.05 | 17.36 | 54.21 | 177.6 | 14.05 | 17.36 | 54.21
Plastic cable tray
Per linear metre
28528 | 28528 | Plastic cable tray, 150 mm wide............................................................................................................................................. | [18 empty] | 363.18 |  |  | 12.90 |  |  | 16.20 |  | 52.09 |  | 28528 |  |  | 28528 | 363.18 12.90 16.20 52.09 | 363.18 | 12.9 | 16.2 | 52.09 | 363.18 | 12.9 | 16.2 | 52.09
28/33
28 | 28 | ELECTRICAL INSTALLATION - SMALL POWER DISTRIBUTION | [18 empty] | 28
| Item | Item
| CABLE TRUNKING AND CABLE TRAY (CONT'D) | [14 empty] | Take | [9 empty] | Take
| Supply | [22 empty] | down |  | down |  |  | Fix
| and | [22 empty] | and |  | and set |  |  | only
| Stainless steel weatherproof cable trunking, size 100 x 100 mm : - | [16 empty] | fix | [5 empty] | clear |  | aside for
| away | [24 empty] | re-use
| A | [22 empty] | B |  | C |  |  | D
| Per linear metre |  |  |  |  | $ | [17 empty] | $ |  | $ |  |  | $
28529 | 28529 | Straight section of trunking, including blank end, cover and fixing accessories.................................................................. | [18 empty] | 258.60 |  |  | 17.29 |  |  | 21.28 |  | 77.64 |  | 28529 |  |  | 28529 | 258.60 17.29 21.28 77.64 | 258.6 | 17.29 | 21.28 | 77.64 | 258.6 | 17.29 | 21.28 | 77.64
Each
28530 | 28530 | Extra over trunking for flat tee unit, including cover and connector..................................................................................... | [18 empty] | 204.93 |  |  | 12.09 |  |  | 15.36 |  | 47.48 |  | 28530 |  |  | 28530 | 204.93 12.09 15.36 47.48 | 204.93 | 12.09 | 15.36 | 47.48 | 204.93 | 12.09 | 15.36 | 47.48
28531 | 28531 | Extra over trunking for elbow - flat, internal or external, including cover and connector.................................................... | [18 empty] | 187.52 |  |  | 12.09 |  |  | 15.36 |  | 47.48 |  | 28531 |  |  | 28531 | 187.52 12.09 15.36 47.48 | 187.52 | 12.09 | 15.36 | 47.48 | 187.52 | 12.09 | 15.36 | 47.48
Glass Reinforced Polyester (GRP) cable tray c/w hangers at 1.5m support span : -
Per linear metre
28532 | 28532 | 200 mm width......................................................................................................................................................................... | [18 empty] | 531.77 |  |  | 13.71 |  |  | 17.17 |  | 56.12 |  | 28532 |  |  | 28532 | 531.77 13.71 17.17 56.12 | 531.77 | 13.71 | 17.17 | 56.12 | 531.77 | 13.71 | 17.17 | 56.12
28533 | 28533 | 300 mm width......................................................................................................................................................................... | [18 empty] | 612.69 |  |  | 13.71 |  |  | 17.17 |  | 56.12 |  | 28533 |  |  | 28533 | 612.69 13.71 17.17 56.12 | 612.69 | 13.71 | 17.17 | 56.12 | 612.69 | 13.71 | 17.17 | 56.12
Stainless steel 304 sheet tray suspended from ceiling soffit, including all fittings,
cross, tee, bend and other accessories : -
Per linear metre
28534 | 28534 | 200 mm wide .......................................................................................................................................................................... | [18 empty] | 115.25 |  |  | 16.21 |  |  | 19.93 |  | 67.29 |  | 28534 |  |  | 28534 | 115.25 16.21 19.93 67.29 | 115.25 | 16.21 | 19.93 | 67.29 | 115.25 | 16.21 | 19.93 | 67.29
28535 | 28535 | 300 mm wide........................................................................................................................................................................... | [18 empty] | 166.68 |  |  | 17.29 |  |  | 21.28 |  | 72.51 |  | 28535 |  |  | 28535 | 166.68 17.29 21.28 72.51 | 166.68 | 17.29 | 21.28 | 72.51 | 166.68 | 17.29 | 21.28 | 72.51
28/34
28 | 28 | ELECTRICAL INSTALLATION - SMALL POWER DISTRIBUTION | [18 empty] | 28
| Item | Item
SIMPLIFIED ITEMS
Section 1 : Installation by galvanized steel surface conduit system/ concealed
| conduit system |  |  |  |  | Take | [19 empty] | Take
| Supply | [22 empty] | down |  | down |  |  | Fix
| Power point : - |  |  |  |  | and | [17 empty] | and |  | and set |  |  | only
| fix | [22 empty] | clear |  | aside for
| Power point c/w conduits, trunking, boxes, PVC cables and all necessary accessories (socket | [17 empty] | away | [6 empty] | re-use
outlet, switch, fuse spur, connection unit, RCD and the like to be measured separately),
same rate as (supply & fix) rate will be made even if there is no provision of new concealed
conduit facilities, but the rate shall further include the taking down and clearing away of
existing cables
| A | [22 empty] | B |  | C |  |  | D
| Each |  |  | $ | [19 empty] | $ |  | $ |  |  | $
28536 | 28536 | Single phase, 13A or below.................................................................................................................................................... | [18 empty] | 444.97 |  |  | 102.70 |  |  | - |  | - |  | 28536 |  |  | 28536 | 444.97 102.70 - - | 444.97 | 102.7 | #VALUE! | #VALUE! | 444.97 | 102.7 | - | -
28537 | 28537 | Single phase, 13 - 20A............................................................................................................................................................ | [18 empty] | 586.61 |  |  | 122.81 |  |  | - |  | - |  | 28537 |  |  | 28537 | 586.61 122.81 - - | 586.61 | 122.81 | #VALUE! | #VALUE! | 586.61 | 122.81 | - | -
28538 | 28538 | Single phase, 20 - 45A............................................................................................................................................................ | [18 empty] | 647.92 |  |  | 122.81 |  |  | - |  | - |  | 28538 |  |  | 28538 | 647.92 122.81 - - | 647.92 | 122.81 | #VALUE! | #VALUE! | 647.92 | 122.81 | - | -
28539 | 28539 | Three phases, 45A or below................................................................................................................................................... | [18 empty] | 829.19 |  |  | 122.81 |  |  | - |  | - |  | 28539 |  |  | 28539 | 829.19 122.81 - - | 829.19 | 122.81 | #VALUE! | #VALUE! | 829.19 | 122.81 | - | -
28540 | 28540 | Three phases, 45 - 65A........................................................................................................................................................... | [18 empty] | 1,039.69 |  |  | 122.81 |  |  | - |  | - |  | 28540 |  |  | 28540 | 1,039.69 122.81 - - | 1039.69 | 122.81 | #VALUE! | #VALUE! | 1039.69 | 122.81 | - | -
28541 | 28541 | Extra over power point for twin type outlet............................................................................................................................ | [18 empty] | 3.81 |  |  | - |  |  | - |  | - |  | 28541 |  |  | 28541 | 3.81 - - - | 3.81 | #VALUE! | #VALUE! | #VALUE! | 3.81 | - | - | -
Add 13% to either of Items 28536 to 28541 inclusive for provision of circuit protective
conductor to MCB board in full length of conduit
Power point c/w conduits, trunking, boxes, OHLS cables and all necessary accessories (socket
outlet, switch, fuse spur, connection unit, RCD and the like to be measured separately),
same rate as (supply & fix) rate will be made even if there is no provision of new concealed
conduit facilities, but the rate shall further include the taking down and clearing away of
existing cables
Each
28542 | 28542 | Single phase, 13A or below.................................................................................................................................................... | [18 empty] | 522.68 |  |  | 102.70 |  |  | - |  | - |  | 28542 |  |  | 28542 | 522.68 102.70 - - | 522.68 | 102.7 | #VALUE! | #VALUE! | 522.68 | 102.7 | - | -
28543 | 28543 | Single phase, 13 - 20A............................................................................................................................................................ | [18 empty] | 642.96 |  |  | 123.50 |  |  | - |  | - |  | 28543 |  |  | 28543 | 642.96 123.50 - - | 642.96 | 123.5 | #VALUE! | #VALUE! | 642.96 | 123.5 | - | -
28544 | 28544 | Single phase, 20 - 45A............................................................................................................................................................ | [18 empty] | 679.22 |  |  | 123.50 |  |  | - |  | - |  | 28544 |  |  | 28544 | 679.22 123.50 - - | 679.22 | 123.5 | #VALUE! | #VALUE! | 679.22 | 123.5 | - | -
28545 | 28545 | Three phases, 45A or below................................................................................................................................................... | [18 empty] | 907.38 |  |  | 123.50 |  |  | - |  | - |  | 28545 |  |  | 28545 | 907.38 123.50 - - | 907.38 | 123.5 | #VALUE! | #VALUE! | 907.38 | 123.5 | - | -
28546 | 28546 | Three phases, 45 - 65A........................................................................................................................................................... | [18 empty] | 1,124.09 |  |  | 123.50 |  |  | - |  | - |  | 28546 |  |  | 28546 | 1,124.09 123.50 - - | 1124.09 | 123.5 | #VALUE! | #VALUE! | 1124.09 | 123.5 | - | -
28547 | 28547 | Extra over power point for twin type outlet............................................................................................................................ | [18 empty] | 3.89 |  |  | - |  |  | - |  | - |  | 28547 |  |  | 28547 | 3.89 - - - | 3.89 | #VALUE! | #VALUE! | #VALUE! | 3.89 | - | - | -
Add 16% to either of Items 28542 to 28547 inclusive for provision of circuit protective
conductor to MCB board in full length of conduit
28/35
28 | 28 | ELECTRICAL INSTALLATION - SMALL POWER DISTRIBUTION | [18 empty] | 28
| Item | Item
SIMPLIFIED ITEMS (CONT'D)
| Take | [24 empty] | Take
| Supply | [22 empty] | down |  | down |  |  | Fix
| Section 1 : Installation by galvanized steel surface conduit system/ concealed | [16 empty] | and | [5 empty] | and |  | and set |  |  | only
| conduit system (Cont'd) | [5 empty] | fix | [16 empty] | clear |  | aside for
| away | [24 empty] | re-use
Door bell point : -
| A | [22 empty] | B |  | C |  |  | D
| Each |  |  | $ | [19 empty] | $ |  | $ |  |  | $
28548 | 28548 | Door bell point c/w conduits, boxes, PVC cables and all necessary accessories, same rate
as (supply & fix) rate will be made even if there is no provision of new concealed
conduit facilities, but the rate shall further include the taking down and clearing away of
| existing cables......................................................................................................................................................................... | [19 empty] | 395.46 |  |  | 102.70 |  |  | - |  | - |  | 28548 |  |  | 28548 | 395.46 102.70 - - | 395.46 | 102.7 | #VALUE! | #VALUE! | 395.46 | 102.7 | - | -
Telephone, LAN and services outlet point : -
Each
28549 | 28549 | Telephone point/ LAN point/ services point c/w trunking, conduit, boxes, draw wire, blank plate
| and all necessary accessories.................................................................................................................................................. | [19 empty] | 392.79 |  |  | 71.63 |  |  | - |  | - |  | 28549 |  |  | 28549 | 392.79 71.63 - - | 392.79 | 71.63 | #VALUE! | #VALUE! | 392.79 | 71.63 | - | -
Section 2 : Installation by PVC surface conduit system
Power point : -
Power point c/w conduits, trunking, boxes, PVC cables, circuit protective conductor and all
necessary accessories (socket outlet, switch, fuse spur, connection unit, RCD and the like to be
measured separately)
Each
28550 | 28550 | Single phase, 13A or below.................................................................................................................................................... | [18 empty] | 396.25 |  |  | 74.05 |  |  | - |  | - |  | 28550 |  |  | 28550 | 396.25 74.05 - - | 396.25 | 74.05 | #VALUE! | #VALUE! | 396.25 | 74.05 | - | -
28551 | 28551 | Single phase, 13 - 20A............................................................................................................................................................ | [18 empty] | 471.83 |  |  | 90.49 |  |  | - |  | - |  | 28551 |  |  | 28551 | 471.83 90.49 - - | 471.83 | 90.49 | #VALUE! | #VALUE! | 471.83 | 90.49 | - | -
28552 | 28552 | Single phase, 20 - 45A............................................................................................................................................................ | [18 empty] | 524.32 |  |  | 90.49 |  |  | - |  | - |  | 28552 |  |  | 28552 | 524.32 90.49 - - | 524.32 | 90.49 | #VALUE! | #VALUE! | 524.32 | 90.49 | - | -
28553 | 28553 | Three phases, 45A or below................................................................................................................................................... | [18 empty] | 776.79 |  |  | 90.49 |  |  | - |  | - |  | 28553 |  |  | 28553 | 776.79 90.49 - - | 776.79 | 90.49 | #VALUE! | #VALUE! | 776.79 | 90.49 | - | -
28554 | 28554 | Three phases, 45 - 65A........................................................................................................................................................... | [18 empty] | 960.18 |  |  | 90.49 |  |  | - |  | - |  | 28554 |  |  | 28554 | 960.18 90.49 - - | 960.18 | 90.49 | #VALUE! | #VALUE! | 960.18 | 90.49 | - | -
28555 | 28555 | Extra over power point for twin type outlet............................................................................................................................ | [18 empty] | 2.27 |  |  | - |  |  | - |  | - |  | 28555 |  |  | 28555 | 2.27 - - - | 2.27 | #VALUE! | #VALUE! | #VALUE! | 2.27 | - | - | -
28/36
28 | 28 | ELECTRICAL INSTALLATION - SMALL POWER DISTRIBUTION | [18 empty] | 28
| Item | Item
SIMPLIFIED ITEMS (CONT'D)
| Take | [24 empty] | Take
| Supply | [22 empty] | down |  | down |  |  | Fix
| Section 2 : Installation by PVC surface conduit system (Cont'd) | [14 empty] | and | [7 empty] | and |  | and set |  |  | only
| fix | [22 empty] | clear |  | aside for
| Door bell point : - |  |  |  |  | away | [19 empty] | re-use
| A | [22 empty] | B |  | C |  |  | D
| Each |  |  | $ | [19 empty] | $ |  | $ |  |  | $
28556 | 28556 | Door bell point c/w conduits, boxes, PVC cables and all necessary accessories ................................................................. | [18 empty] | 297.02 |  |  | 74.00 |  |  | - |  | - |  | 28556 |  |  | 28556 | 297.02 74.00 - - | 297.02 | 74 | #VALUE! | #VALUE! | 297.02 | 74 | - | -
Telephone, LAN and services outlet point : -
Each
28557 | 28557 | Telephone point/ LAN point/ service point c/w trunking, conduit, boxes, draw wire,
| blank plate and all necessary accessories............................................................................................................................... | [19 empty] | 194.47 |  |  | 46.06 |  |  | - |  | - |  | 28557 |  |  | 28557 | 194.47 46.06 - - | 194.47 | 46.06 | #VALUE! | #VALUE! | 194.47 | 46.06 | - | -
Section 3 : Installation by surface wiring system
Power point c/w PVC/ PVC cables, circuit protective conductor, boxes and all necessary
accessories (socket outlet, switch, fuse spur, connection unit, RCD and the like to be measured
separately)
Each
28558 | 28558 | Single phase, 13A or below.................................................................................................................................................... | [18 empty] | 300.77 |  |  | 32.74 |  |  | - |  | - |  | 28558 |  |  | 28558 | 300.77 32.74 - - | 300.77 | 32.74 | #VALUE! | #VALUE! | 300.77 | 32.74 | - | -
28559 | 28559 | Single phase, 13 - 20A............................................................................................................................................................ | [18 empty] | 372.77 |  |  | 35.02 |  |  | - |  | - |  | 28559 |  |  | 28559 | 372.77 35.02 - - | 372.77 | 35.02 | #VALUE! | #VALUE! | 372.77 | 35.02 | - | -
28560 | 28560 | Single phase, 20 - 45A............................................................................................................................................................ | [18 empty] | 429.87 |  |  | 35.02 |  |  | - |  | - |  | 28560 |  |  | 28560 | 429.87 35.02 - - | 429.87 | 35.02 | #VALUE! | #VALUE! | 429.87 | 35.02 | - | -
28561 | 28561 | Three phases, 45A or below................................................................................................................................................... | [18 empty] | 554.08 |  |  | 35.02 |  |  | - |  | - |  | 28561 |  |  | 28561 | 554.08 35.02 - - | 554.08 | 35.02 | #VALUE! | #VALUE! | 554.08 | 35.02 | - | -
28562 | 28562 | Three phases, 45 - 65A........................................................................................................................................................... | [18 empty] | 689.21 |  |  | 35.02 |  |  | - |  | - |  | 28562 |  |  | 28562 | 689.21 35.02 - - | 689.21 | 35.02 | #VALUE! | #VALUE! | 689.21 | 35.02 | - | -
Door bell point : -
Each
28563 | 28563 | Door bell point c/w PVC/ PVC cables, circuit protective conductor, boxes and all
| necessary accessories.............................................................................................................................................................. | [19 empty] | 207.29 |  |  | 32.74 |  |  | - |  | - |  | 28563 |  |  | 28563 | 207.29 32.74 - - | 207.29 | 32.74 | #VALUE! | #VALUE! | 207.29 | 32.74 | - | -
28/37
Section 29
ELECTRICAL INSTALLATION -
MAIN DISTRIBUTION SYSTEMS
29 | 29 | ELECTRICAL INSTALLATION - MAIN DISTRIBUTION SYSTEMS | [18 empty] | 29
| Item | Item
| CABLES (COPPER) | [5 empty] | Take | [18 empty] | Take
| Supply | [22 empty] | down |  | down |  |  | Fix
| and | [22 empty] | and |  | and set |  |  | only
| 300/ 500V TRS or PVC sheathed flexible cords, twisted core to IEC 60245 or BS 6500 | [17 empty] | fix |  |  |  |  | clear |  | aside for
| or acceptable recognized international standard, such as BS 7919 : - | [16 empty] | away | [7 empty] | re-use
| A | [22 empty] | B |  | C |  |  | D
| Per linear metre |  |  |  |  | $ | [17 empty] | $ |  | $ |  |  | $
29001 | 29001 | 0.5 mm² 2-core........................................................................................................................................................................ | [18 empty] | 19.81 |  |  | 1.70 |  |  | 2.09 |  | 5.36 |  | 29001 |  |  | 29001 | 19.81 1.70 2.09 5.36 | 19.81 | 1.7 | 2.09 | 5.36 | 19.81 | 1.7 | 2.09 | 5.36
29002 | 29002 | 0.75 mm² 2-core...................................................................................................................................................................... | [18 empty] | 20.15 |  |  | 1.70 |  |  | 2.09 |  | 5.36 |  | 29002 |  |  | 29002 | 20.15 1.70 2.09 5.36 | 20.15 | 1.7 | 2.09 | 5.36 | 20.15 | 1.7 | 2.09 | 5.36
29003 | 29003 | 1.5 mm² 2-core........................................................................................................................................................................ | [18 empty] | 22.45 |  |  | 1.70 |  |  | 2.09 |  | 5.36 |  | 29003 |  |  | 29003 | 22.45 1.70 2.09 5.36 | 22.45 | 1.7 | 2.09 | 5.36 | 22.45 | 1.7 | 2.09 | 5.36
29004 | 29004 | 0.75 mm² 3-core...................................................................................................................................................................... | [18 empty] | 21.04 |  |  | 1.70 |  |  | 2.09 |  | 5.36 |  | 29004 |  |  | 29004 | 21.04 1.70 2.09 5.36 | 21.04 | 1.7 | 2.09 | 5.36 | 21.04 | 1.7 | 2.09 | 5.36
29005 | 29005 | 1.5 mm² 3-core........................................................................................................................................................................ | [18 empty] | 26.05 |  |  | 1.70 |  |  | 2.09 |  | 5.36 |  | 29005 |  |  | 29005 | 26.05 1.70 2.09 5.36 | 26.05 | 1.7 | 2.09 | 5.36 | 26.05 | 1.7 | 2.09 | 5.36
29006 | 29006 | 2.5 mm² 3-core........................................................................................................................................................................ | [18 empty] | 28.34 |  |  | 1.70 |  |  | 2.09 |  | 5.36 |  | 29006 |  |  | 29006 | 28.34 1.70 2.09 5.36 | 28.34 | 1.7 | 2.09 | 5.36 | 28.34 | 1.7 | 2.09 | 5.36
29007 | 29007 | 0.5 mm² 2-core, PVC flexible cords, unsheathed................................................................................................................... | [18 empty] | 19.59 |  |  | 1.70 |  |  | 2.09 |  | 5.36 |  | 29007 |  |  | 29007 | 19.59 1.70 2.09 5.36 | 19.59 | 1.7 | 2.09 | 5.36 | 19.59 | 1.7 | 2.09 | 5.36
29008 | 29008 | 0.75 mm² 2-core, PVC flexible cords, unsheathed................................................................................................................. | [18 empty] | 20.03 |  |  | 1.70 |  |  | 2.09 |  | 5.36 |  | 29008 |  |  | 29008 | 20.03 1.70 2.09 5.36 | 20.03 | 1.7 | 2.09 | 5.36 | 20.03 | 1.7 | 2.09 | 5.36
29009 | 29009 | 0.75 mm² 3-core, PVC flexible cords, unsheathed................................................................................................................. | [18 empty] | 20.88 |  |  | 1.70 |  |  | 2.09 |  | 5.36 |  | 29009 |  |  | 29009 | 20.88 1.70 2.09 5.36 | 20.88 | 1.7 | 2.09 | 5.36 | 20.88 | 1.7 | 2.09 | 5.36
450/ 750V PVC insulated cable, all colours, to IEC 60227-3, drawn into
conduits/ trunkings (conduits and trunkings measured separately) : -
Per linear metre
29010 | 29010 | 1.5 mm² 1 core......................................................................................................................................................................... | [18 empty] | 4.69 |  |  | 0.66 |  |  | 0.82 |  | 2.04 |  | 29010 |  |  | 29010 | 4.69 0.66 0.82 2.04 | 4.69 | 0.66 | 0.82 | 2.04 | 4.69 | 0.66 | 0.82 | 2.04
29011 | 29011 | 2.5 mm² ditto........................................................................................................................................................................... | [18 empty] | 5.81 |  |  | 0.66 |  |  | 0.82 |  | 2.04 |  | 29011 |  |  | 29011 | 5.81 0.66 0.82 2.04 | 5.81 | 0.66 | 0.82 | 2.04 | 5.81 | 0.66 | 0.82 | 2.04
29012 | 29012 | 4 mm² ditto............................................................................................................................................................................. | [18 empty] | 8.05 |  |  | 0.66 |  |  | 0.82 |  | 2.04 |  | 29012 |  |  | 29012 | 8.05 0.66 0.82 2.04 | 8.05 | 0.66 | 0.82 | 2.04 | 8.05 | 0.66 | 0.82 | 2.04
29013 | 29013 | 6 mm² ditto.............................................................................................................................................................................. | [18 empty] | 11.79 |  |  | 0.98 |  |  | 1.10 |  | 2.72 |  | 29013 |  |  | 29013 | 11.79 0.98 1.10 2.72 | 11.79 | 0.98 | 1.1 | 2.72 | 11.79 | 0.98 | 1.1 | 2.72
29014 | 29014 | 10 mm² ditto............................................................................................................................................................................ | [18 empty] | 20.45 |  |  | 0.98 |  |  | 1.10 |  | 2.72 |  | 29014 |  |  | 29014 | 20.45 0.98 1.10 2.72 | 20.45 | 0.98 | 1.1 | 2.72 | 20.45 | 0.98 | 1.1 | 2.72
29015 | 29015 | 16 mm² ditto............................................................................................................................................................................ | [18 empty] | 25.62 |  |  | 0.98 |  |  | 1.10 |  | 2.72 |  | 29015 |  |  | 29015 | 25.62 0.98 1.10 2.72 | 25.62 | 0.98 | 1.1 | 2.72 | 25.62 | 0.98 | 1.1 | 2.72
29016 | 29016 | 25 mm² ditto............................................................................................................................................................................ | [18 empty] | 37.00 |  |  | 1.13 |  |  | 1.32 |  | 3.53 |  | 29016 |  |  | 29016 | 37.00 1.13 1.32 3.53 | 37 | 1.13 | 1.32 | 3.53 | 37 | 1.13 | 1.32 | 3.53
29017 | 29017 | 35 mm² ditto............................................................................................................................................................................ | [18 empty] | 52.05 |  |  | 1.13 |  |  | 1.32 |  | 3.53 |  | 29017 |  |  | 29017 | 52.05 1.13 1.32 3.53 | 52.05 | 1.13 | 1.32 | 3.53 | 52.05 | 1.13 | 1.32 | 3.53
29018 | 29018 | 50 mm² ditto............................................................................................................................................................................ | [18 empty] | 69.07 |  |  | 1.32 |  |  | 1.70 |  | 4.13 |  | 29018 |  |  | 29018 | 69.07 1.32 1.70 4.13 | 69.07 | 1.32 | 1.7 | 4.13 | 69.07 | 1.32 | 1.7 | 4.13
29019 | 29019 | 70 mm² ditto............................................................................................................................................................................ | [18 empty] | 92.48 |  |  | 2.27 |  |  | 2.51 |  | 6.55 |  | 29019 |  |  | 29019 | 92.48 2.27 2.51 6.55 | 92.48 | 2.27 | 2.51 | 6.55 | 92.48 | 2.27 | 2.51 | 6.55
29020 | 29020 | 95 mm² ditto............................................................................................................................................................................ | [18 empty] | 126.02 |  |  | 2.46 |  |  | 3.02 |  | 7.81 |  | 29020 |  |  | 29020 | 126.02 2.46 3.02 7.81 | 126.02 | 2.46 | 3.02 | 7.81 | 126.02 | 2.46 | 3.02 | 7.81
29021 | 29021 | 120 mm² ditto.......................................................................................................................................................................... | [18 empty] | 172.34 |  |  | 3.08 |  |  | 3.81 |  | 10.45 |  | 29021 |  |  | 29021 | 172.34 3.08 3.81 10.45 | 172.34 | 3.08 | 3.81 | 10.45 | 172.34 | 3.08 | 3.81 | 10.45
29022 | 29022 | 150 mm² ditto.......................................................................................................................................................................... | [18 empty] | 280.71 |  |  | 3.68 |  |  | 4.47 |  | 12.81 |  | 29022 |  |  | 29022 | 280.71 3.68 4.47 12.81 | 280.71 | 3.68 | 4.47 | 12.81 | 280.71 | 3.68 | 4.47 | 12.81
29023 | 29023 | 185 mm² ditto.......................................................................................................................................................................... | [18 empty] | 335.13 |  |  | 4.59 |  |  | 5.76 |  | 15.80 |  | 29023 |  |  | 29023 | 335.13 4.59 5.76 15.80 | 335.13 | 4.59 | 5.76 | 15.8 | 335.13 | 4.59 | 5.76 | 15.8
29024 | 29024 | 240 mm² ditto.......................................................................................................................................................................... | [18 empty] | 490.06 |  |  | 5.33 |  |  | 6.71 |  | 18.43 |  | 29024 |  |  | 29024 | 490.06 5.33 6.71 18.43 | 490.06 | 5.33 | 6.71 | 18.43 | 490.06 | 5.33 | 6.71 | 18.43
42764 | 29/1
29 | 29 | ELECTRICAL INSTALLATION - MAIN DISTRIBUTION SYSTEMS | [18 empty] | 29
| Item | Item
| CABLES (COPPER) (CONT'D) | [9 empty] | Take | [14 empty] | Take
| Supply | [22 empty] | down |  | down |  |  | Fix
| and | [22 empty] | and |  | and set |  |  | only
| 450/ 750V PVC insulated cable, all colours, to IEC 60227-3, drawn into | [16 empty] | fix | [5 empty] | clear |  | aside for
| conduits/ trunkings (conduits and trunkings measured separately) : - (Cont'd) | [16 empty] | away | [7 empty] | re-use
| A | [22 empty] | B |  | C |  |  | D
| Per linear metre |  |  |  |  | $ | [17 empty] | $ |  | $ |  |  | $
29025 | 29025 | 300 mm² 1 core....................................................................................................................................................................... | [18 empty] | 592.73 |  |  | 5.33 |  |  | 6.71 |  | 18.43 |  | 29025 |  |  | 29025 | 592.73 5.33 6.71 18.43 | 592.73 | 5.33 | 6.71 | 18.43 | 592.73 | 5.33 | 6.71 | 18.43
29026 | 29026 | 400 mm² ditto.......................................................................................................................................................................... | [18 empty] | 724.48 |  |  | 5.33 |  |  | 6.71 |  | 18.43 |  | 29026 |  |  | 29026 | 724.48 5.33 6.71 18.43 | 724.48 | 5.33 | 6.71 | 18.43 | 724.48 | 5.33 | 6.71 | 18.43
29027 | 29027 | 500 mm² ditto.......................................................................................................................................................................... | [18 empty] | 958.21 |  |  | 5.76 |  |  | 7.17 |  | 21.88 |  | 29027 |  |  | 29027 | 958.21 5.76 7.17 21.88 | 958.21 | 5.76 | 7.17 | 21.88 | 958.21 | 5.76 | 7.17 | 21.88
29028 | 29028 | 630 mm² ditto.......................................................................................................................................................................... | [18 empty] | 1,181.62 |  |  | 6.05 |  |  | 7.59 |  | 23.26 |  | 29028 |  |  | 29028 | 1,181.62 6.05 7.59 23.26 | 1181.62 | 6.05 | 7.59 | 23.26 | 1181.62 | 6.05 | 7.59 | 23.26
PVC insulated and PVC sheathed all colours, to IEC 60502-1 (for cables of 600/
1000V with CSA 50 mm² & above), c/w brass buckle clips or brass fasteners, or fixed
to cable trays, or fixed in conduits/ trunkings (cable trays, conduits and trunkings
measured separately) : -
Per linear metre
29029 | 29029 | 1.5 mm² 1 core......................................................................................................................................................................... | [18 empty] | 13.33 |  |  | 2.51 |  |  | 3.08 |  | 6.55 |  | 29029 |  |  | 29029 | 13.33 2.51 3.08 6.55 | 13.33 | 2.51 | 3.08 | 6.55 | 13.33 | 2.51 | 3.08 | 6.55
29030 | 29030 | 2.5 mm² ditto........................................................................................................................................................................... | [18 empty] | 16.84 |  |  | 2.51 |  |  | 3.08 |  | 6.55 |  | 29030 |  |  | 29030 | 16.84 2.51 3.08 6.55 | 16.84 | 2.51 | 3.08 | 6.55 | 16.84 | 2.51 | 3.08 | 6.55
29031 | 29031 | 4 mm² ditto.............................................................................................................................................................................. | [18 empty] | 25.12 |  |  | 3.02 |  |  | 3.60 |  | 7.82 |  | 29031 |  |  | 29031 | 25.12 3.02 3.60 7.82 | 25.12 | 3.02 | 3.6 | 7.82 | 25.12 | 3.02 | 3.6 | 7.82
29032 | 29032 | 6 mm² ditto.............................................................................................................................................................................. | [18 empty] | 33.52 |  |  | 3.02 |  |  | 3.60 |  | 7.82 |  | 29032 |  |  | 29032 | 33.52 3.02 3.60 7.82 | 33.52 | 3.02 | 3.6 | 7.82 | 33.52 | 3.02 | 3.6 | 7.82
29033 | 29033 | 10 mm² ditto............................................................................................................................................................................ | [18 empty] | 41.71 |  |  | 3.02 |  |  | 3.60 |  | 7.82 |  | 29033 |  |  | 29033 | 41.71 3.02 3.60 7.82 | 41.71 | 3.02 | 3.6 | 7.82 | 41.71 | 3.02 | 3.6 | 7.82
29034 | 29034 | 16 mm² ditto............................................................................................................................................................................ | [18 empty] | 47.33 |  |  | 3.02 |  |  | 3.60 |  | 7.82 |  | 29034 |  |  | 29034 | 47.33 3.02 3.60 7.82 | 47.33 | 3.02 | 3.6 | 7.82 | 47.33 | 3.02 | 3.6 | 7.82
29035 | 29035 | 25 mm² ditto............................................................................................................................................................................ | [18 empty] | 80.16 |  |  | 4.27 |  |  | 4.95 |  | 11.66 |  | 29035 |  |  | 29035 | 80.16 4.27 4.95 11.66 | 80.16 | 4.27 | 4.95 | 11.66 | 80.16 | 4.27 | 4.95 | 11.66
29036 | 29036 | 35 mm² ditto............................................................................................................................................................................ | [18 empty] | 90.53 |  |  | 4.27 |  |  | 4.95 |  | 11.66 |  | 29036 |  |  | 29036 | 90.53 4.27 4.95 11.66 | 90.53 | 4.27 | 4.95 | 11.66 | 90.53 | 4.27 | 4.95 | 11.66
29037 | 29037 | 50 mm² ditto............................................................................................................................................................................ | [18 empty] | 138.49 |  |  | 4.27 |  |  | 4.95 |  | 11.66 |  | 29037 |  |  | 29037 | 138.49 4.27 4.95 11.66 | 138.49 | 4.27 | 4.95 | 11.66 | 138.49 | 4.27 | 4.95 | 11.66
29038 | 29038 | 70 mm² ditto............................................................................................................................................................................ | [18 empty] | 165.54 |  |  | 5.59 |  |  | 6.58 |  | 15.46 |  | 29038 |  |  | 29038 | 165.54 5.59 6.58 15.46 | 165.54 | 5.59 | 6.58 | 15.46 | 165.54 | 5.59 | 6.58 | 15.46
29039 | 29039 | 95 mm² ditto............................................................................................................................................................................ | [18 empty] | 182.96 |  |  | 7.05 |  |  | 8.42 |  | 19.57 |  | 29039 |  |  | 29039 | 182.96 7.05 8.42 19.57 | 182.96 | 7.05 | 8.42 | 19.57 | 182.96 | 7.05 | 8.42 | 19.57
29040 | 29040 | 120 mm² ditto.......................................................................................................................................................................... | [18 empty] | 203.78 |  |  | 8.32 |  |  | 9.70 |  | 23.04 |  | 29040 |  |  | 29040 | 203.78 8.32 9.70 23.04 | 203.78 | 8.32 | 9.7 | 23.04 | 203.78 | 8.32 | 9.7 | 23.04
29041 | 29041 | 150 mm² ditto.......................................................................................................................................................................... | [18 empty] | 299.67 |  |  | 10.00 |  |  | 11.79 |  | 27.55 |  | 29041 |  |  | 29041 | 299.67 10.00 11.79 27.55 | 299.67 | 10 | 11.79 | 27.55 | 299.67 | 10 | 11.79 | 27.55
29042 | 29042 | 185 mm² ditto.......................................................................................................................................................................... | [18 empty] | 305.10 |  |  | 10.98 |  |  | 13.03 |  | 30.46 |  | 29042 |  |  | 29042 | 305.10 10.98 13.03 30.46 | 305.1 | 10.98 | 13.03 | 30.46 | 305.1 | 10.98 | 13.03 | 30.46
29043 | 29043 | 240 mm² ditto.......................................................................................................................................................................... | [18 empty] | 387.03 |  |  | 13.64 |  |  | 16.26 |  | 38.06 |  | 29043 |  |  | 29043 | 387.03 13.64 16.26 38.06 | 387.03 | 13.64 | 16.26 | 38.06 | 387.03 | 13.64 | 16.26 | 38.06
29044 | 29044 | 300 mm² ditto.......................................................................................................................................................................... | [18 empty] | 473.55 |  |  | 17.17 |  |  | 20.34 |  | 47.68 |  | 29044 |  |  | 29044 | 473.55 17.17 20.34 47.68 | 473.55 | 17.17 | 20.34 | 47.68 | 473.55 | 17.17 | 20.34 | 47.68
29045 | 29045 | 400 mm² ditto.......................................................................................................................................................................... | [18 empty] | 571.75 |  |  | 19.85 |  |  | 23.40 |  | 55.08 |  | 29045 |  |  | 29045 | 571.75 19.85 23.40 55.08 | 571.75 | 19.85 | 23.4 | 55.08 | 571.75 | 19.85 | 23.4 | 55.08
29046 | 29046 | 500 mm² ditto.......................................................................................................................................................................... | [18 empty] | 746.98 |  |  | 23.10 |  |  | 27.21 |  | 64.11 |  | 29046 |  |  | 29046 | 746.98 23.10 27.21 64.11 | 746.98 | 23.1 | 27.21 | 64.11 | 746.98 | 23.1 | 27.21 | 64.11
29/2
29 | 29 | ELECTRICAL INSTALLATION - MAIN DISTRIBUTION SYSTEMS | [18 empty] | 29
| Item | Item
CABLES (COPPER) (CONT'D)
| Take | [24 empty] | Take
| Supply | [22 empty] | down |  | down |  |  | Fix
| PVC insulated and PVC sheathed all colours, to IEC 60502-1 (for cables of 600/ | [16 empty] | and | [5 empty] | and |  | and set |  |  | only
| 1000V with CSA 50 mm² & above), c/w brass buckle clips or brass fasteners, or fixed | [17 empty] | fix |  |  |  |  | clear |  | aside for
| to cable trays, or fixed in conduits/ trunkings (cable trays, conduits and trunkings | [16 empty] | away | [7 empty] | re-use
measured separately) : - (Cont'd)
| A | [22 empty] | B |  | C |  |  | D
| Per linear metre |  |  |  |  | $ | [17 empty] | $ |  | $ |  |  | $
29047 | 29047 | 630 mm² 1 core....................................................................................................................................................................... | [18 empty] | 899.43 |  |  | 25.59 |  |  | 30.21 |  | 70.75 |  | 29047 |  |  | 29047 | 899.43 25.59 30.21 70.75 | 899.43 | 25.59 | 30.21 | 70.75 | 899.43 | 25.59 | 30.21 | 70.75
29048 | 29048 | 800 mm² ditto.......................................................................................................................................................................... | [18 empty] | 1,384.94 |  |  | 33.10 |  |  | 39.17 |  | 92.22 |  | 29048 |  |  | 29048 | 1,384.94 33.10 39.17 92.22 | 1384.94 | 33.1 | 39.17 | 92.22 | 1384.94 | 33.1 | 39.17 | 92.22
29049 | 29049 | 1000 mm² ditto........................................................................................................................................................................ | [18 empty] | 1,629.52 |  |  | 43.00 |  |  | 50.87 |  | 119.46 |  | 29049 |  |  | 29049 | 1,629.52 43.00 50.87 119.46 | 1629.52 | 43 | 50.87 | 119.46 | 1629.52 | 43 | 50.87 | 119.46
29050 | 29050 | 1.5 mm² 2-core........................................................................................................................................................................ | [18 empty] | 16.05 |  |  | 3.02 |  |  | 3.61 |  | 7.92 |  | 29050 |  |  | 29050 | 16.05 3.02 3.61 7.92 | 16.05 | 3.02 | 3.61 | 7.92 | 16.05 | 3.02 | 3.61 | 7.92
29051 | 29051 | 2.5 mm² ditto........................................................................................................................................................................... | [18 empty] | 21.43 |  |  | 4.02 |  |  | 4.72 |  | 10.61 |  | 29051 |  |  | 29051 | 21.43 4.02 4.72 10.61 | 21.43 | 4.02 | 4.72 | 10.61 | 21.43 | 4.02 | 4.72 | 10.61
29052 | 29052 | 4 mm² ditto.............................................................................................................................................................................. | [18 empty] | 30.12 |  |  | 4.28 |  |  | 4.98 |  | 11.72 |  | 29052 |  |  | 29052 | 30.12 4.28 4.98 11.72 | 30.12 | 4.28 | 4.98 | 11.72 | 30.12 | 4.28 | 4.98 | 11.72
29053 | 29053 | 6 mm² ditto.............................................................................................................................................................................. | [18 empty] | 39.44 |  |  | 4.28 |  |  | 4.98 |  | 11.72 |  | 29053 |  |  | 29053 | 39.44 4.28 4.98 11.72 | 39.44 | 4.28 | 4.98 | 11.72 | 39.44 | 4.28 | 4.98 | 11.72
29054 | 29054 | 10 mm² ditto............................................................................................................................................................................ | [18 empty] | 70.77 |  |  | 4.34 |  |  | 5.16 |  | 12.83 |  | 29054 |  |  | 29054 | 70.77 4.34 5.16 12.83 | 70.77 | 4.34 | 5.16 | 12.83 | 70.77 | 4.34 | 5.16 | 12.83
29055 | 29055 | 16 mm² ditto............................................................................................................................................................................ | [18 empty] | 94.61 |  |  | 5.64 |  |  | 6.62 |  | 15.52 |  | 29055 |  |  | 29055 | 94.61 5.64 6.62 15.52 | 94.61 | 5.64 | 6.62 | 15.52 | 94.61 | 5.64 | 6.62 | 15.52
29056 | 29056 | 25 mm² ditto............................................................................................................................................................................ | [18 empty] | 153.00 |  |  | 6.17 |  |  | 7.31 |  | 17.10 |  | 29056 |  |  | 29056 | 153.00 6.17 7.31 17.10 | 153 | 6.17 | 7.31 | 17.1 | 153 | 6.17 | 7.31 | 17.1
450/ 750V low emission and corrosive gases, thermosetting insulated,
non-sheathed, single core cable to BS 7211 drawn into conduits/ trunkings
(conduits and trunkings measured separately) : -
Per linear metre
29057 | 29057 | 1.5 mm² 1 core......................................................................................................................................................................... | [18 empty] | 6.09 |  |  | 0.66 |  |  | 0.82 |  | 2.04 |  | 29057 |  |  | 29057 | 6.09 0.66 0.82 2.04 | 6.09 | 0.66 | 0.82 | 2.04 | 6.09 | 0.66 | 0.82 | 2.04
29058 | 29058 | 2.5 mm² ditto........................................................................................................................................................................... | [18 empty] | 7.00 |  |  | 0.66 |  |  | 0.82 |  | 2.04 |  | 29058 |  |  | 29058 | 7.00 0.66 0.82 2.04 | 7 | 0.66 | 0.82 | 2.04 | 7 | 0.66 | 0.82 | 2.04
29059 | 29059 | 4 mm² ditto.............................................................................................................................................................................. | [18 empty] | 9.71 |  |  | 0.66 |  |  | 0.82 |  | 2.04 |  | 29059 |  |  | 29059 | 9.71 0.66 0.82 2.04 | 9.71 | 0.66 | 0.82 | 2.04 | 9.71 | 0.66 | 0.82 | 2.04
29060 | 29060 | 6 mm² ditto.............................................................................................................................................................................. | [18 empty] | 14.29 |  |  | 0.98 |  |  | 1.19 |  | 2.93 |  | 29060 |  |  | 29060 | 14.29 0.98 1.19 2.93 | 14.29 | 0.98 | 1.19 | 2.93 | 14.29 | 0.98 | 1.19 | 2.93
29061 | 29061 | 10 mm² ditto............................................................................................................................................................................ | [18 empty] | 24.74 |  |  | 0.98 |  |  | 1.19 |  | 2.93 |  | 29061 |  |  | 29061 | 24.74 0.98 1.19 2.93 | 24.74 | 0.98 | 1.19 | 2.93 | 24.74 | 0.98 | 1.19 | 2.93
29062 | 29062 | 16 mm² ditto............................................................................................................................................................................ | [18 empty] | 32.24 |  |  | 0.98 |  |  | 1.19 |  | 2.93 |  | 29062 |  |  | 29062 | 32.24 0.98 1.19 2.93 | 32.24 | 0.98 | 1.19 | 2.93 | 32.24 | 0.98 | 1.19 | 2.93
29063 | 29063 | 25 mm² ditto............................................................................................................................................................................ | [18 empty] | 45.81 |  |  | 1.19 |  |  | 1.35 |  | 3.61 |  | 29063 |  |  | 29063 | 45.81 1.19 1.35 3.61 | 45.81 | 1.19 | 1.35 | 3.61 | 45.81 | 1.19 | 1.35 | 3.61
29064 | 29064 | 35 mm² ditto............................................................................................................................................................................ | [18 empty] | 64.25 |  |  | 1.19 |  |  | 1.35 |  | 3.61 |  | 29064 |  |  | 29064 | 64.25 1.19 1.35 3.61 | 64.25 | 1.19 | 1.35 | 3.61 | 64.25 | 1.19 | 1.35 | 3.61
29065 | 29065 | 50 mm² ditto............................................................................................................................................................................ | [18 empty] | 79.06 |  |  | 1.35 |  |  | 1.77 |  | 4.13 |  | 29065 |  |  | 29065 | 79.06 1.35 1.77 4.13 | 79.06 | 1.35 | 1.77 | 4.13 | 79.06 | 1.35 | 1.77 | 4.13
29066 | 29066 | 70 mm² ditto............................................................................................................................................................................ | [18 empty] | 107.45 |  |  | 2.16 |  |  | 2.43 |  | 6.33 |  | 29066 |  |  | 29066 | 107.45 2.16 2.43 6.33 | 107.45 | 2.16 | 2.43 | 6.33 | 107.45 | 2.16 | 2.43 | 6.33
29067 | 29067 | 95 mm² ditto............................................................................................................................................................................ | [18 empty] | 153.25 |  |  | 2.49 |  |  | 3.04 |  | 7.83 |  | 29067 |  |  | 29067 | 153.25 2.49 3.04 7.83 | 153.25 | 2.49 | 3.04 | 7.83 | 153.25 | 2.49 | 3.04 | 7.83
29068 | 29068 | 120 mm² ditto.......................................................................................................................................................................... | [18 empty] | 202.38 |  |  | 3.11 |  |  | 3.82 |  | 10.65 |  | 29068 |  |  | 29068 | 202.38 3.11 3.82 10.65 | 202.38 | 3.11 | 3.82 | 10.65 | 202.38 | 3.11 | 3.82 | 10.65
42823 | 29/3
29 | 29 | ELECTRICAL INSTALLATION - MAIN DISTRIBUTION SYSTEMS | [18 empty] | 29
| Item | Item
CABLES (COPPER) (CONT'D)
| Take | [24 empty] | Take
| Supply | [22 empty] | down |  | down |  |  | Fix
| 450/ 750V low emission and corrosive gases, thermosetting insulated, | [16 empty] | and | [5 empty] | and |  | and set |  |  | only
| non-sheathed, single core cable to BS 7211 drawn into conduits/ trunkings | [16 empty] | fix | [5 empty] | clear |  | aside for
| (conduits and trunkings measured separately) : - (Cont'd) | [14 empty] | away | [9 empty] | re-use
| A | [22 empty] | B |  | C |  |  | D
| Per linear metre |  |  |  |  | $ | [17 empty] | $ |  | $ |  |  | $
29069 | 29069 | 150 mm² 1 core....................................................................................................................................................................... | [18 empty] | 279.46 |  |  | 3.85 |  |  | 4.72 |  | 12.97 |  | 29069 |  |  | 29069 | 279.46 3.85 4.72 12.97 | 279.46 | 3.85 | 4.72 | 12.97 | 279.46 | 3.85 | 4.72 | 12.97
29070 | 29070 | 185 mm² ditto.......................................................................................................................................................................... | [18 empty] | 390.73 |  |  | 4.62 |  |  | 5.76 |  | 15.76 |  | 29070 |  |  | 29070 | 390.73 4.62 5.76 15.76 | 390.73 | 4.62 | 5.76 | 15.76 | 390.73 | 4.62 | 5.76 | 15.76
29071 | 29071 | 240 mm² ditto.......................................................................................................................................................................... | [18 empty] | 491.40 |  |  | 5.59 |  |  | 6.85 |  | 17.81 |  | 29071 |  |  | 29071 | 491.40 5.59 6.85 17.81 | 491.4 | 5.59 | 6.85 | 17.81 | 491.4 | 5.59 | 6.85 | 17.81
29072 | 29072 | 300 mm² ditto.......................................................................................................................................................................... | [18 empty] | 630.73 |  |  | 5.59 |  |  | 6.85 |  | 17.81 |  | 29072 |  |  | 29072 | 630.73 5.59 6.85 17.81 | 630.73 | 5.59 | 6.85 | 17.81 | 630.73 | 5.59 | 6.85 | 17.81
29073 | 29073 | 400 mm² ditto.......................................................................................................................................................................... | [18 empty] | 762.07 |  |  | 5.59 |  |  | 6.85 |  | 17.81 |  | 29073 |  |  | 29073 | 762.07 5.59 6.85 17.81 | 762.07 | 5.59 | 6.85 | 17.81 | 762.07 | 5.59 | 6.85 | 17.81
29074 | 29074 | 500 mm² ditto.......................................................................................................................................................................... | [18 empty] | 1,157.52 |  |  | 6.13 |  |  | 7.50 |  | 21.39 |  | 29074 |  |  | 29074 | 1,157.52 6.13 7.50 21.39 | 1157.52 | 6.13 | 7.5 | 21.39 | 1157.52 | 6.13 | 7.5 | 21.39
29075 | 29075 | 630 mm² ditto.......................................................................................................................................................................... | [18 empty] | 1,464.83 |  |  | 6.39 |  |  | 7.94 |  | 23.13 |  | 29075 |  |  | 29075 | 1,464.83 6.39 7.94 23.13 | 1464.83 | 6.39 | 7.94 | 23.13 | 1464.83 | 6.39 | 7.94 | 23.13
450/ 750V low emission of smoke and corrosive gases, thermosetting insulated and
sheathed cable to BS 7211, c/w brass buckle clips or brass fasteners, or fixed to cable
trays, or fixed in conduits/ trunkings (cable trays, conduits and trunkings measured separately) : -
Per linear metre
29076 | 29076 | 1.5 mm² 2-core........................................................................................................................................................................ | [18 empty] | 58.92 |  |  | 2.88 |  |  | 3.47 |  | 7.92 |  | 29076 |  |  | 29076 | 58.92 2.88 3.47 7.92 | 58.92 | 2.88 | 3.47 | 7.92 | 58.92 | 2.88 | 3.47 | 7.92
29077 | 29077 | 2.5 mm² ditto........................................................................................................................................................................... | [18 empty] | 64.47 |  |  | 3.81 |  |  | 4.56 |  | 10.70 |  | 29077 |  |  | 29077 | 64.47 3.81 4.56 10.70 | 64.47 | 3.81 | 4.56 | 10.7 | 64.47 | 3.81 | 4.56 | 10.7
29078 | 29078 | 4 mm² ditto.............................................................................................................................................................................. | [18 empty] | 75.17 |  |  | 4.28 |  |  | 4.98 |  | 11.73 |  | 29078 |  |  | 29078 | 75.17 4.28 4.98 11.73 | 75.17 | 4.28 | 4.98 | 11.73 | 75.17 | 4.28 | 4.98 | 11.73
29079 | 29079 | 6 mm² ditto.............................................................................................................................................................................. | [18 empty] | 82.82 |  |  | 4.28 |  |  | 4.98 |  | 11.73 |  | 29079 |  |  | 29079 | 82.82 4.28 4.98 11.73 | 82.82 | 4.28 | 4.98 | 11.73 | 82.82 | 4.28 | 4.98 | 11.73
29080 | 29080 | 10 mm² ditto............................................................................................................................................................................ | [18 empty] | 109.26 |  |  | 4.59 |  |  | 5.47 |  | 13.03 |  | 29080 |  |  | 29080 | 109.26 4.59 5.47 13.03 | 109.26 | 4.59 | 5.47 | 13.03 | 109.26 | 4.59 | 5.47 | 13.03
29081 | 29081 | 16 mm² ditto............................................................................................................................................................................ | [18 empty] | 138.78 |  |  | 5.42 |  |  | 6.47 |  | 15.83 |  | 29081 |  |  | 29081 | 138.78 5.42 6.47 15.83 | 138.78 | 5.42 | 6.47 | 15.83 | 138.78 | 5.42 | 6.47 | 15.83
29082 | 29082 | 25 mm² ditto............................................................................................................................................................................ | [18 empty] | 190.31 |  |  | 6.19 |  |  | 7.33 |  | 17.15 |  | 29082 |  |  | 29082 | 190.31 6.19 7.33 17.15 | 190.31 | 6.19 | 7.33 | 17.15 | 190.31 | 6.19 | 7.33 | 17.15
29083 | 29083 | 35 mm² ditto............................................................................................................................................................................ | [18 empty] | 263.27 |  |  | 6.64 |  |  | 7.78 |  | 17.88 |  | 29083 |  |  | 29083 | 263.27 6.64 7.78 17.88 | 263.27 | 6.64 | 7.78 | 17.88 | 263.27 | 6.64 | 7.78 | 17.88
29084 | 29084 | 1.5 mm² 4-core........................................................................................................................................................................ | [18 empty] | 76.98 |  |  | 4.28 |  |  | 4.98 |  | 11.73 |  | 29084 |  |  | 29084 | 76.98 4.28 4.98 11.73 | 76.98 | 4.28 | 4.98 | 11.73 | 76.98 | 4.28 | 4.98 | 11.73
29085 | 29085 | 2.5 mm² ditto........................................................................................................................................................................... | [18 empty] | 83.87 |  |  | 4.59 |  |  | 5.42 |  | 13.03 |  | 29085 |  |  | 29085 | 83.87 4.59 5.42 13.03 | 83.87 | 4.59 | 5.42 | 13.03 | 83.87 | 4.59 | 5.42 | 13.03
29086 | 29086 | 4 mm² ditto.............................................................................................................................................................................. | [18 empty] | 119.47 |  |  | 5.42 |  |  | 6.47 |  | 15.83 |  | 29086 |  |  | 29086 | 119.47 5.42 6.47 15.83 | 119.47 | 5.42 | 6.47 | 15.83 | 119.47 | 5.42 | 6.47 | 15.83
29087 | 29087 | 6 mm² ditto.............................................................................................................................................................................. | [18 empty] | 137.44 |  |  | 6.19 |  |  | 7.33 |  | 17.15 |  | 29087 |  |  | 29087 | 137.44 6.19 7.33 17.15 | 137.44 | 6.19 | 7.33 | 17.15 | 137.44 | 6.19 | 7.33 | 17.15
29088 | 29088 | 10 mm² ditto............................................................................................................................................................................ | [18 empty] | 170.94 |  |  | 6.64 |  |  | 7.78 |  | 17.88 |  | 29088 |  |  | 29088 | 170.94 6.64 7.78 17.88 | 170.94 | 6.64 | 7.78 | 17.88 | 170.94 | 6.64 | 7.78 | 17.88
29089 | 29089 | 16 mm² ditto............................................................................................................................................................................ | [18 empty] | 211.84 |  |  | 7.06 |  |  | 8.12 |  | 19.57 |  | 29089 |  |  | 29089 | 211.84 7.06 8.12 19.57 | 211.84 | 7.06 | 8.12 | 19.57 | 211.84 | 7.06 | 8.12 | 19.57
29090 | 29090 | 25 mm² ditto............................................................................................................................................................................ | [18 empty] | 316.29 |  |  | 7.72 |  |  | 8.90 |  | 21.47 |  | 29090 |  |  | 29090 | 316.29 7.72 8.90 21.47 | 316.29 | 7.72 | 8.9 | 21.47 | 316.29 | 7.72 | 8.9 | 21.47
29091 | 29091 | 35 mm² ditto............................................................................................................................................................................ | [18 empty] | 368.35 |  |  | 8.17 |  |  | 9.35 |  | 23.21 |  | 29091 |  |  | 29091 | 368.35 8.17 9.35 23.21 | 368.35 | 8.17 | 9.35 | 23.21 | 368.35 | 8.17 | 9.35 | 23.21
42854 | 29/4
29 | 29 | ELECTRICAL INSTALLATION - MAIN DISTRIBUTION SYSTEMS | [18 empty] | 29
| Item | Item
CABLES (COPPER) (CONT'D)
| Take | [24 empty] | Take
| Supply | [22 empty] | down |  | down |  |  | Fix
| 600/ 1000V low emission of smoke and corrosive gases, cross-linked polyethylene | [17 empty] | and |  |  |  |  | and |  | and set |  |  | only
| insulated and sheathed, steel wire armoured cable to IEC 60502-01, c/w cleats or | [16 empty] | fix | [5 empty] | clear |  | aside for
| saddles or fixed to cable trays (cable trays measured separately) : - | [16 empty] | away | [7 empty] | re-use
| A | [22 empty] | B |  | C |  |  | D
| Per linear metre |  |  |  |  | $ | [17 empty] | $ |  | $ |  |  | $
29092 | 29092 | 1.5 mm² 2-core........................................................................................................................................................................ | [18 empty] | 76.76 |  |  | 6.49 |  |  | 7.92 |  | 22.94 |  | 29092 |  |  | 29092 | 76.76 6.49 7.92 22.94 | 76.76 | 6.49 | 7.92 | 22.94 | 76.76 | 6.49 | 7.92 | 22.94
29093 | 29093 | 2.5 mm² ditto........................................................................................................................................................................... | [18 empty] | 80.58 |  |  | 6.49 |  |  | 7.92 |  | 22.94 |  | 29093 |  |  | 29093 | 80.58 6.49 7.92 22.94 | 80.58 | 6.49 | 7.92 | 22.94 | 80.58 | 6.49 | 7.92 | 22.94
29094 | 29094 | 4 mm² ditto.............................................................................................................................................................................. | [18 empty] | 97.76 |  |  | 11.46 |  |  | 15.15 |  | 44.09 |  | 29094 |  |  | 29094 | 97.76 11.46 15.15 44.09 | 97.76 | 11.46 | 15.15 | 44.09 | 97.76 | 11.46 | 15.15 | 44.09
29095 | 29095 | 6 mm² ditto.............................................................................................................................................................................. | [18 empty] | 105.98 |  |  | 11.46 |  |  | 15.15 |  | 44.09 |  | 29095 |  |  | 29095 | 105.98 11.46 15.15 44.09 | 105.98 | 11.46 | 15.15 | 44.09 | 105.98 | 11.46 | 15.15 | 44.09
29096 | 29096 | 10 mm² ditto............................................................................................................................................................................ | [18 empty] | 138.53 |  |  | 14.42 |  |  | 17.76 |  | 54.47 |  | 29096 |  |  | 29096 | 138.53 14.42 17.76 54.47 | 138.53 | 14.42 | 17.76 | 54.47 | 138.53 | 14.42 | 17.76 | 54.47
29097 | 29097 | 16 mm² ditto............................................................................................................................................................................ | [18 empty] | 160.85 |  |  | 14.42 |  |  | 17.76 |  | 54.47 |  | 29097 |  |  | 29097 | 160.85 14.42 17.76 54.47 | 160.85 | 14.42 | 17.76 | 54.47 | 160.85 | 14.42 | 17.76 | 54.47
29098 | 29098 | 25 mm² ditto............................................................................................................................................................................ | [18 empty] | 215.27 |  |  | 16.61 |  |  | 20.81 |  | 63.55 |  | 29098 |  |  | 29098 | 215.27 16.61 20.81 63.55 | 215.27 | 16.61 | 20.81 | 63.55 | 215.27 | 16.61 | 20.81 | 63.55
29099 | 29099 | 35 mm² ditto............................................................................................................................................................................ | [18 empty] | 272.93 |  |  | 18.13 |  |  | 22.57 |  | 68.18 |  | 29099 |  |  | 29099 | 272.93 18.13 22.57 68.18 | 272.93 | 18.13 | 22.57 | 68.18 | 272.93 | 18.13 | 22.57 | 68.18
29100 | 29100 | 50 mm² ditto............................................................................................................................................................................ | [18 empty] | 371.38 |  |  | 18.26 |  |  | 22.73 |  | 69.10 |  | 29100 |  |  | 29100 | 371.38 18.26 22.73 69.10 | 371.38 | 18.26 | 22.73 | 69.1 | 371.38 | 18.26 | 22.73 | 69.1
29101 | 29101 | 70 mm² ditto............................................................................................................................................................................ | [18 empty] | 556.86 |  |  | 21.05 |  |  | 26.53 |  | 76.81 |  | 29101 |  |  | 29101 | 556.86 21.05 26.53 76.81 | 556.86 | 21.05 | 26.53 | 76.81 | 556.86 | 21.05 | 26.53 | 76.81
29102 | 29102 | 95 mm² ditto............................................................................................................................................................................ | [18 empty] | 679.30 |  |  | 22.25 |  |  | 27.28 |  | 84.67 |  | 29102 |  |  | 29102 | 679.30 22.25 27.28 84.67 | 679.3 | 22.25 | 27.28 | 84.67 | 679.3 | 22.25 | 27.28 | 84.67
29103 | 29103 | 120 mm² ditto.......................................................................................................................................................................... | [18 empty] | 820.87 |  |  | 23.33 |  |  | 29.45 |  | 91.20 |  | 29103 |  |  | 29103 | 820.87 23.33 29.45 91.20 | 820.87 | 23.33 | 29.45 | 91.2 | 820.87 | 23.33 | 29.45 | 91.2
29104 | 29104 | 150 mm² ditto.......................................................................................................................................................................... | [18 empty] | 1,108.88 |  |  | 26.12 |  |  | 33.04 |  | 101.20 |  | 29104 |  |  | 29104 | 1,108.88 26.12 33.04 101.20 | 1108.88 | 26.12 | 33.04 | 101.2 | 1108.88 | 26.12 | 33.04 | 101.2
29105 | 29105 | 1.5 mm² 4-core........................................................................................................................................................................ | [18 empty] | 115.93 |  |  | 13.37 |  |  | 16.66 |  | 50.77 |  | 29105 |  |  | 29105 | 115.93 13.37 16.66 50.77 | 115.93 | 13.37 | 16.66 | 50.77 | 115.93 | 13.37 | 16.66 | 50.77
29106 | 29106 | 2.5 mm² ditto........................................................................................................................................................................... | [18 empty] | 132.21 |  |  | 14.42 |  |  | 17.76 |  | 54.47 |  | 29106 |  |  | 29106 | 132.21 14.42 17.76 54.47 | 132.21 | 14.42 | 17.76 | 54.47 | 132.21 | 14.42 | 17.76 | 54.47
29107 | 29107 | 4 mm² ditto.............................................................................................................................................................................. | [18 empty] | 163.88 |  |  | 15.04 |  |  | 18.94 |  | 56.11 |  | 29107 |  |  | 29107 | 163.88 15.04 18.94 56.11 | 163.88 | 15.04 | 18.94 | 56.11 | 163.88 | 15.04 | 18.94 | 56.11
29108 | 29108 | 6 mm² ditto.............................................................................................................................................................................. | [18 empty] | 173.85 |  |  | 15.83 |  |  | 20.19 |  | 62.21 |  | 29108 |  |  | 29108 | 173.85 15.83 20.19 62.21 | 173.85 | 15.83 | 20.19 | 62.21 | 173.85 | 15.83 | 20.19 | 62.21
29109 | 29109 | 10 mm² ditto............................................................................................................................................................................ | [18 empty] | 191.71 |  |  | 16.64 |  |  | 21.44 |  | 64.59 |  | 29109 |  |  | 29109 | 191.71 16.64 21.44 64.59 | 191.71 | 16.64 | 21.44 | 64.59 | 191.71 | 16.64 | 21.44 | 64.59
29110 | 29110 | 16 mm² ditto............................................................................................................................................................................ | [18 empty] | 230.60 |  |  | 17.93 |  |  | 22.08 |  | 65.54 |  | 29110 |  |  | 29110 | 230.60 17.93 22.08 65.54 | 230.6 | 17.93 | 22.08 | 65.54 | 230.6 | 17.93 | 22.08 | 65.54
29111 | 29111 | 25 mm² ditto............................................................................................................................................................................ | [18 empty] | 311.67 |  |  | 18.02 |  |  | 22.17 |  | 68.12 |  | 29111 |  |  | 29111 | 311.67 18.02 22.17 68.12 | 311.67 | 18.02 | 22.17 | 68.12 | 311.67 | 18.02 | 22.17 | 68.12
29112 | 29112 | 35 mm² ditto............................................................................................................................................................................ | [18 empty] | 357.83 |  |  | 18.63 |  |  | 22.94 |  | 69.92 |  | 29112 |  |  | 29112 | 357.83 18.63 22.94 69.92 | 357.83 | 18.63 | 22.94 | 69.92 | 357.83 | 18.63 | 22.94 | 69.92
29113 | 29113 | 50 mm² ditto............................................................................................................................................................................ | [18 empty] | 421.88 |  |  | 18.72 |  |  | 23.13 |  | 70.91 |  | 29113 |  |  | 29113 | 421.88 18.72 23.13 70.91 | 421.88 | 18.72 | 23.13 | 70.91 | 421.88 | 18.72 | 23.13 | 70.91
29114 | 29114 | 70 mm² ditto............................................................................................................................................................................ | [18 empty] | 508.40 |  |  | 20.04 |  |  | 25.53 |  | 75.89 |  | 29114 |  |  | 29114 | 508.40 20.04 25.53 75.89 | 508.4 | 20.04 | 25.53 | 75.89 | 508.4 | 20.04 | 25.53 | 75.89
29115 | 29115 | 95 mm² ditto............................................................................................................................................................................ | [18 empty] | 701.98 |  |  | 23.06 |  |  | 27.39 |  | 85.01 |  | 29115 |  |  | 29115 | 701.98 23.06 27.39 85.01 | 701.98 | 23.06 | 27.39 | 85.01 | 701.98 | 23.06 | 27.39 | 85.01
42884 | 29/5
29 | 29 | ELECTRICAL INSTALLATION - MAIN DISTRIBUTION SYSTEMS | [18 empty] | 29
| Item | Item
CABLES (COPPER) (CONT'D)
| Take | [24 empty] | Take
| Supply | [22 empty] | down |  | down |  |  | Fix
| 600/ 1000V low emission of smoke and corrosive gases, cross-linked polyethylene | [17 empty] | and |  |  |  |  | and |  | and set |  |  | only
| insulated and sheathed, steel wire armoured cable to IEC 60502-01, c/w cleats or | [16 empty] | fix | [5 empty] | clear |  | aside for
| saddles or fixed to cable trays (cable trays measured separately) : - (Cont'd) | [16 empty] | away | [7 empty] | re-use
| A | [22 empty] | B |  | C |  |  | D
| Per linear metre |  |  |  |  | $ | [17 empty] | $ |  | $ |  |  | $
29116 | 29116 | 120 mm² 4-core....................................................................................................................................................................... | [18 empty] | 824.70 |  |  | 23.24 |  |  | 29.32 |  | 90.83 |  | 29116 |  |  | 29116 | 824.70 23.24 29.32 90.83 | 824.7 | 23.24 | 29.32 | 90.83 | 824.7 | 23.24 | 29.32 | 90.83
29117 | 29117 | 150 mm² ditto.......................................................................................................................................................................... | [18 empty] | 1,054.31 |  |  | 26.03 |  |  | 32.90 |  | 100.78 |  | 29117 |  |  | 29117 | 1,054.31 26.03 32.90 100.78 | 1054.31 | 26.03 | 32.9 | 100.78 | 1054.31 | 26.03 | 32.9 | 100.78
29118 | 29118 | 185 mm² ditto.......................................................................................................................................................................... | [18 empty] | 1,134.06 |  |  | 28.79 |  |  | 35.68 |  | 108.04 |  | 29118 |  |  | 29118 | 1,134.06 28.79 35.68 108.04 | 1134.06 | 28.79 | 35.68 | 108.04 | 1134.06 | 28.79 | 35.68 | 108.04
29119 | 29119 | 240 mm² ditto.......................................................................................................................................................................... | [18 empty] | 1,454.59 |  |  | 30.27 |  |  | 37.84 |  | 118.00 |  | 29119 |  |  | 29119 | 1,454.59 30.27 37.84 118.00 | 1454.59 | 30.27 | 37.84 | 118 | 1454.59 | 30.27 | 37.84 | 118
29120 | 29120 | 300 mm² ditto.......................................................................................................................................................................... | [18 empty] | 1,729.96 |  |  | 32.82 |  |  | 41.06 |  | 124.62 |  | 29120 |  |  | 29120 | 1,729.96 32.82 41.06 124.62 | 1729.96 | 32.82 | 41.06 | 124.62 | 1729.96 | 32.82 | 41.06 | 124.62
29121 | 29121 | 400 mm² ditto.......................................................................................................................................................................... | [18 empty] | 2,198.46 |  |  | 34.00 |  |  | 42.75 |  | 130.71 |  | 29121 |  |  | 29121 | 2,198.46 34.00 42.75 130.71 | 2198.46 | 34 | 42.75 | 130.71 | 2198.46 | 34 | 42.75 | 130.71
300/ 500V PVC insulated and PVC sheathed, all colours cores, to IEC 60227-4,
c/w brass buckle clips or brass fasteners, or fixed to cable trays, or fixed in conduits/
trunkings (cable trays, conduits and trunkings measured separately) : -
Per linear metre
29122 | 29122 | 1.5 mm² 2-core with E.C.C..................................................................................................................................................... | [18 empty] | 16.02 |  |  | 2.86 |  |  | 3.41 |  | 7.81 |  | 29122 |  |  | 29122 | 16.02 2.86 3.41 7.81 | 16.02 | 2.86 | 3.41 | 7.81 | 16.02 | 2.86 | 3.41 | 7.81
29123 | 29123 | 2.5 mm² ditto........................................................................................................................................................................... | [18 empty] | 20.15 |  |  | 2.86 |  |  | 3.41 |  | 7.81 |  | 29123 |  |  | 29123 | 20.15 2.86 3.41 7.81 | 20.15 | 2.86 | 3.41 | 7.81 | 20.15 | 2.86 | 3.41 | 7.81
29124 | 29124 | 4 mm² ditto.............................................................................................................................................................................. | [18 empty] | 31.72 |  |  | 4.24 |  |  | 4.93 |  | 11.62 |  | 29124 |  |  | 29124 | 31.72 4.24 4.93 11.62 | 31.72 | 4.24 | 4.93 | 11.62 | 31.72 | 4.24 | 4.93 | 11.62
29125 | 29125 | 6 mm² ditto.............................................................................................................................................................................. | [18 empty] | 40.50 |  |  | 4.24 |  |  | 4.93 |  | 11.62 |  | 29125 |  |  | 29125 | 40.50 4.24 4.93 11.62 | 40.5 | 4.24 | 4.93 | 11.62 | 40.5 | 4.24 | 4.93 | 11.62
29126 | 29126 | 10 mm² ditto............................................................................................................................................................................ | [18 empty] | 74.62 |  |  | 5.37 |  |  | 6.40 |  | 15.67 |  | 29126 |  |  | 29126 | 74.62 5.37 6.40 15.67 | 74.62 | 5.37 | 6.4 | 15.67 | 74.62 | 5.37 | 6.4 | 15.67
29127 | 29127 | 16 mm² ditto............................................................................................................................................................................ | [18 empty] | 95.21 |  |  | 5.37 |  |  | 6.40 |  | 15.67 |  | 29127 |  |  | 29127 | 95.21 5.37 6.40 15.67 | 95.21 | 5.37 | 6.4 | 15.67 | 95.21 | 5.37 | 6.4 | 15.67
450/ 750V PVC insulated or ethylene-vinylacetate rubber insulated or other equivalent
synthetic insulated, heat resistant, single core, copper cable to IEC 60245-7, all colours,
drawn into conduits/ trunking (conduits and trunkings measured separately) : -
Per linear metre
29128 | 29128 | 1.5 mm² 1 core......................................................................................................................................................................... | [18 empty] | 4.95 |  |  | 0.66 |  |  | 0.82 |  | 2.04 |  | 29128 |  |  | 29128 | 4.95 0.66 0.82 2.04 | 4.95 | 0.66 | 0.82 | 2.04 | 4.95 | 0.66 | 0.82 | 2.04
29129 | 29129 | 2.5 mm² ditto........................................................................................................................................................................... | [18 empty] | 6.25 |  |  | 0.66 |  |  | 0.82 |  | 2.04 |  | 29129 |  |  | 29129 | 6.25 0.66 0.82 2.04 | 6.25 | 0.66 | 0.82 | 2.04 | 6.25 | 0.66 | 0.82 | 2.04
29130 | 29130 | 4 mm² ditto.............................................................................................................................................................................. | [18 empty] | 8.54 |  |  | 0.66 |  |  | 0.82 |  | 2.04 |  | 29130 |  |  | 29130 | 8.54 0.66 0.82 2.04 | 8.54 | 0.66 | 0.82 | 2.04 | 8.54 | 0.66 | 0.82 | 2.04
29131 | 29131 | 6 mm² ditto.............................................................................................................................................................................. | [18 empty] | 13.35 |  |  | 0.98 |  |  | 1.19 |  | 2.93 |  | 29131 |  |  | 29131 | 13.35 0.98 1.19 2.93 | 13.35 | 0.98 | 1.19 | 2.93 | 13.35 | 0.98 | 1.19 | 2.93
29132 | 29132 | 10 mm² ditto............................................................................................................................................................................ | [18 empty] | 23.41 |  |  | 0.98 |  |  | 1.19 |  | 2.93 |  | 29132 |  |  | 29132 | 23.41 0.98 1.19 2.93 | 23.41 | 0.98 | 1.19 | 2.93 | 23.41 | 0.98 | 1.19 | 2.93
42915 | 29/6
29 | 29 | ELECTRICAL INSTALLATION - MAIN DISTRIBUTION SYSTEMS | [18 empty] | 29
| Item | Item
CABLES (COPPER) (CONT'D)
| Take | [24 empty] | Take
| Supply | [22 empty] | down |  | down |  |  | Fix
| 450/ 750V PVC insulated or ethylene-vinylacetate rubber insulated or other equivalent | [17 empty] | and |  |  |  |  | and |  | and set |  |  | only
| synthetic insulated, heat resistant, single core, copper cable to IEC 60245-7, all colours, | [17 empty] | fix |  |  |  |  | clear |  | aside for
| drawn into conduits/ trunking (conduits and trunkings measured separately) : - (Cont'd) | [17 empty] | away | [6 empty] | re-use
| A | [22 empty] | B |  | C |  |  | D
| Per linear metre |  |  |  |  | $ | [17 empty] | $ |  | $ |  |  | $
29133 | 29133 | 16 mm² 1 core.......................................................................................................................................................................... | [18 empty] | 32.85 |  |  | 0.98 |  |  | 1.19 |  | 2.93 |  | 29133 |  |  | 29133 | 32.85 0.98 1.19 2.93 | 32.85 | 0.98 | 1.19 | 2.93 | 32.85 | 0.98 | 1.19 | 2.93
29134 | 29134 | 25 mm² ditto............................................................................................................................................................................ | [18 empty] | 46.20 |  |  | 1.19 |  |  | 1.35 |  | 3.61 |  | 29134 |  |  | 29134 | 46.20 1.19 1.35 3.61 | 46.2 | 1.19 | 1.35 | 3.61 | 46.2 | 1.19 | 1.35 | 3.61
29135 | 29135 | 35 mm² ditto............................................................................................................................................................................ | [18 empty] | 69.21 |  |  | 1.19 |  |  | 1.35 |  | 3.61 |  | 29135 |  |  | 29135 | 69.21 1.19 1.35 3.61 | 69.21 | 1.19 | 1.35 | 3.61 | 69.21 | 1.19 | 1.35 | 3.61
29136 | 29136 | 50 mm² ditto............................................................................................................................................................................ | [18 empty] | 96.68 |  |  | 1.35 |  |  | 1.77 |  | 4.13 |  | 29136 |  |  | 29136 | 96.68 1.35 1.77 4.13 | 96.68 | 1.35 | 1.77 | 4.13 | 96.68 | 1.35 | 1.77 | 4.13
29137 | 29137 | 70 mm² ditto............................................................................................................................................................................ | [18 empty] | 132.52 |  |  | 2.16 |  |  | 2.43 |  | 6.33 |  | 29137 |  |  | 29137 | 132.52 2.16 2.43 6.33 | 132.52 | 2.16 | 2.43 | 6.33 | 132.52 | 2.16 | 2.43 | 6.33
29138 | 29138 | 95 mm² ditto............................................................................................................................................................................ | [18 empty] | 180.97 |  |  | 2.49 |  |  | 3.04 |  | 7.83 |  | 29138 |  |  | 29138 | 180.97 2.49 3.04 7.83 | 180.97 | 2.49 | 3.04 | 7.83 | 180.97 | 2.49 | 3.04 | 7.83
29139 | 29139 | 120 mm² ditto.......................................................................................................................................................................... | [18 empty] | 245.20 |  |  | 2.96 |  |  | 3.65 |  | 10.08 |  | 29139 |  |  | 29139 | 245.20 2.96 3.65 10.08 | 245.2 | 2.96 | 3.65 | 10.08 | 245.2 | 2.96 | 3.65 | 10.08
29140 | 29140 | 150 mm² ditto.......................................................................................................................................................................... | [18 empty] | 385.63 |  |  | 3.85 |  |  | 4.72 |  | 12.97 |  | 29140 |  |  | 29140 | 385.63 3.85 4.72 12.97 | 385.63 | 3.85 | 4.72 | 12.97 | 385.63 | 3.85 | 4.72 | 12.97
29141 | 29141 | 185 mm² ditto.......................................................................................................................................................................... | [18 empty] | 482.21 |  |  | 4.41 |  |  | 5.42 |  | 15.66 |  | 29141 |  |  | 29141 | 482.21 4.41 5.42 15.66 | 482.21 | 4.41 | 5.42 | 15.66 | 482.21 | 4.41 | 5.42 | 15.66
29142 | 29142 | 240 mm² ditto.......................................................................................................................................................................... | [18 empty] | 615.39 |  |  | 5.14 |  |  | 6.33 |  | 17.67 |  | 29142 |  |  | 29142 | 615.39 5.14 6.33 17.67 | 615.39 | 5.14 | 6.33 | 17.67 | 615.39 | 5.14 | 6.33 | 17.67
600/ 1000V PVC insulated and sheathed single steel wire armoured and PVC
sheathed overall to IEC 60502-1 c/w cleats or saddles or fixed to cable trays (cable
trays measured separately) : -
Per linear metre
29143 | 29143 | 1.5 mm² 2-core........................................................................................................................................................................ | [18 empty] | 49.01 |  |  | 6.52 |  |  | 7.94 |  | 23.03 |  | 29143 |  |  | 29143 | 49.01 6.52 7.94 23.03 | 49.01 | 6.52 | 7.94 | 23.03 | 49.01 | 6.52 | 7.94 | 23.03
29144 | 29144 | 2.5 mm² ditto........................................................................................................................................................................... | [18 empty] | 53.44 |  |  | 6.52 |  |  | 7.94 |  | 23.03 |  | 29144 |  |  | 29144 | 53.44 6.52 7.94 23.03 | 53.44 | 6.52 | 7.94 | 23.03 | 53.44 | 6.52 | 7.94 | 23.03
29145 | 29145 | 4 mm² ditto.............................................................................................................................................................................. | [18 empty] | 82.95 |  |  | 11.50 |  |  | 15.21 |  | 44.25 |  | 29145 |  |  | 29145 | 82.95 11.50 15.21 44.25 | 82.95 | 11.5 | 15.21 | 44.25 | 82.95 | 11.5 | 15.21 | 44.25
29146 | 29146 | 6 mm² ditto.............................................................................................................................................................................. | [18 empty] | 93.26 |  |  | 11.50 |  |  | 15.21 |  | 44.25 |  | 29146 |  |  | 29146 | 93.26 11.50 15.21 44.25 | 93.26 | 11.5 | 15.21 | 44.25 | 93.26 | 11.5 | 15.21 | 44.25
29147 | 29147 | 10 mm² ditto............................................................................................................................................................................ | [18 empty] | 133.34 |  |  | 14.49 |  |  | 17.82 |  | 54.65 |  | 29147 |  |  | 29147 | 133.34 14.49 17.82 54.65 | 133.34 | 14.49 | 17.82 | 54.65 | 133.34 | 14.49 | 17.82 | 54.65
29148 | 29148 | 16 mm² ditto............................................................................................................................................................................ | [18 empty] | 137.74 |  |  | 14.49 |  |  | 17.82 |  | 54.65 |  | 29148 |  |  | 29148 | 137.74 14.49 17.82 54.65 | 137.74 | 14.49 | 17.82 | 54.65 | 137.74 | 14.49 | 17.82 | 54.65
29149 | 29149 | 25 mm² ditto............................................................................................................................................................................ | [18 empty] | 235.77 |  |  | 15.16 |  |  | 18.63 |  | 57.74 |  | 29149 |  |  | 29149 | 235.77 15.16 18.63 57.74 | 235.77 | 15.16 | 18.63 | 57.74 | 235.77 | 15.16 | 18.63 | 57.74
29150 | 29150 | 35 mm² ditto............................................................................................................................................................................ | [18 empty] | 294.44 |  |  | 15.97 |  |  | 19.59 |  | 59.01 |  | 29150 |  |  | 29150 | 294.44 15.97 19.59 59.01 | 294.44 | 15.97 | 19.59 | 59.01 | 294.44 | 15.97 | 19.59 | 59.01
29151 | 29151 | 50 mm² ditto............................................................................................................................................................................ | [18 empty] | 391.79 |  |  | 16.10 |  |  | 19.72 |  | 59.82 |  | 29151 |  |  | 29151 | 391.79 16.10 19.72 59.82 | 391.79 | 16.1 | 19.72 | 59.82 | 391.79 | 16.1 | 19.72 | 59.82
29152 | 29152 | 70 mm² ditto............................................................................................................................................................................ | [18 empty] | 565.64 |  |  | 27.55 |  |  | 33.64 |  | 100.46 |  | 29152 |  |  | 29152 | 565.64 27.55 33.64 100.46 | 565.64 | 27.55 | 33.64 | 100.46 | 565.64 | 27.55 | 33.64 | 100.46
29153 | 29153 | 95 mm² ditto............................................................................................................................................................................ | [18 empty] | 742.27 |  |  | 29.10 |  |  | 35.41 |  | 103.85 |  | 29153 |  |  | 29153 | 742.27 29.10 35.41 103.85 | 742.27 | 29.1 | 35.41 | 103.85 | 742.27 | 29.1 | 35.41 | 103.85
29154 | 29154 | 120 mm² ditto.......................................................................................................................................................................... | [18 empty] | 911.33 |  |  | 30.65 |  |  | 37.18 |  | 107.24 |  | 29154 |  |  | 29154 | 911.33 30.65 37.18 107.24 | 911.33 | 30.65 | 37.18 | 107.24 | 911.33 | 30.65 | 37.18 | 107.24
29155 | 29155 | 1.5 mm² 4-core........................................................................................................................................................................ | [18 empty] | 89.37 |  |  | 13.59 |  |  | 16.78 |  | 51.73 |  | 29155 |  |  | 29155 | 89.37 13.59 16.78 51.73 | 89.37 | 13.59 | 16.78 | 51.73 | 89.37 | 13.59 | 16.78 | 51.73
29156 | 29156 | 2.5 mm² ditto........................................................................................................................................................................... | [18 empty] | 98.10 |  |  | 14.49 |  |  | 17.82 |  | 54.65 |  | 29156 |  |  | 29156 | 98.10 14.49 17.82 54.65 | 98.1 | 14.49 | 17.82 | 54.65 | 98.1 | 14.49 | 17.82 | 54.65
29157 | 29157 | 4 mm² ditto.............................................................................................................................................................................. | [18 empty] | 117.22 |  |  | 15.10 |  |  | 19.02 |  | 56.31 |  | 29157 |  |  | 29157 | 117.22 15.10 19.02 56.31 | 117.22 | 15.1 | 19.02 | 56.31 | 117.22 | 15.1 | 19.02 | 56.31
42945 | 29/7
29 | 29 | ELECTRICAL INSTALLATION - MAIN DISTRIBUTION SYSTEMS | [18 empty] | 29
| Item | Item
CABLES (COPPER) (CONT'D)
| Take | [24 empty] | Take
| Supply | [22 empty] | down |  | down |  |  | Fix
| 600/ 1000V PVC insulated and sheathed single steel wire armoured and PVC | [16 empty] | and | [5 empty] | and |  | and set |  |  | only
| sheathed overall to IEC 60502-1 c/w cleats or saddles or fixed to cable trays (cable | [17 empty] | fix |  |  |  |  | clear |  | aside for
| trays measured separately) : - (Cont'd) | [9 empty] | away | [14 empty] | re-use
| A | [22 empty] | B |  | C |  |  | D
| Per linear metre |  |  |  |  | $ | [17 empty] | $ |  | $ |  |  | $
29158 | 29158 | 6 mm² 4-core........................................................................................................................................................................... | [18 empty] | 122.54 |  |  | 15.91 |  |  | 20.27 |  | 62.47 |  | 29158 |  |  | 29158 | 122.54 15.91 20.27 62.47 | 122.54 | 15.91 | 20.27 | 62.47 | 122.54 | 15.91 | 20.27 | 62.47
29159 | 29159 | 10 mm² ditto............................................................................................................................................................................ | [18 empty] | 161.13 |  |  | 16.73 |  |  | 21.55 |  | 64.87 |  | 29159 |  |  | 29159 | 161.13 16.73 21.55 64.87 | 161.13 | 16.73 | 21.55 | 64.87 | 161.13 | 16.73 | 21.55 | 64.87
29160 | 29160 | 16 mm² ditto............................................................................................................................................................................ | [18 empty] | 181.07 |  |  | 17.00 |  |  | 21.84 |  | 65.82 |  | 29160 |  |  | 29160 | 181.07 17.00 21.84 65.82 | 181.07 | 17 | 21.84 | 65.82 | 181.07 | 17 | 21.84 | 65.82
29161 | 29161 | 25 mm² ditto............................................................................................................................................................................ | [18 empty] | 222.24 |  |  | 18.08 |  |  | 22.30 |  | 68.40 |  | 29161 |  |  | 29161 | 222.24 18.08 22.30 68.40 | 222.24 | 18.08 | 22.3 | 68.4 | 222.24 | 18.08 | 22.3 | 68.4
29162 | 29162 | 35 mm² ditto............................................................................................................................................................................ | [18 empty] | 280.71 |  |  | 18.71 |  |  | 23.04 |  | 70.23 |  | 29162 |  |  | 29162 | 280.71 18.71 23.04 70.23 | 280.71 | 18.71 | 23.04 | 70.23 | 280.71 | 18.71 | 23.04 | 70.23
29163 | 29163 | 50 mm² ditto............................................................................................................................................................................ | [18 empty] | 370.67 |  |  | 18.79 |  |  | 23.21 |  | 71.21 |  | 29163 |  |  | 29163 | 370.67 18.79 23.21 71.21 | 370.67 | 18.79 | 23.21 | 71.21 | 370.67 | 18.79 | 23.21 | 71.21
29164 | 29164 | 70 mm² ditto............................................................................................................................................................................ | [18 empty] | 476.30 |  |  | 20.12 |  |  | 25.67 |  | 76.20 |  | 29164 |  |  | 29164 | 476.30 20.12 25.67 76.20 | 476.3 | 20.12 | 25.67 | 76.2 | 476.3 | 20.12 | 25.67 | 76.2
29165 | 29165 | 95 mm² ditto............................................................................................................................................................................ | [18 empty] | 582.12 |  |  | 23.14 |  |  | 27.48 |  | 85.34 |  | 29165 |  |  | 29165 | 582.12 23.14 27.48 85.34 | 582.12 | 23.14 | 27.48 | 85.34 | 582.12 | 23.14 | 27.48 | 85.34
29166 | 29166 | 120 mm² ditto.......................................................................................................................................................................... | [18 empty] | 709.50 |  |  | 23.42 |  |  | 29.57 |  | 91.56 |  | 29166 |  |  | 29166 | 709.50 23.42 29.57 91.56 | 709.5 | 23.42 | 29.57 | 91.56 | 709.5 | 23.42 | 29.57 | 91.56
29167 | 29167 | 150 mm² ditto.......................................................................................................................................................................... | [18 empty] | 1,057.03 |  |  | 26.23 |  |  | 33.19 |  | 101.64 |  | 29167 |  |  | 29167 | 1,057.03 26.23 33.19 101.64 | 1057.03 | 26.23 | 33.19 | 101.64 | 1057.03 | 26.23 | 33.19 | 101.64
29168 | 29168 | 185 mm² ditto.......................................................................................................................................................................... | [18 empty] | 1,105.80 |  |  | 29.03 |  |  | 35.95 |  | 108.92 |  | 29168 |  |  | 29168 | 1,105.80 29.03 35.95 108.92 | 1105.8 | 29.03 | 35.95 | 108.92 | 1105.8 | 29.03 | 35.95 | 108.92
29169 | 29169 | 240 mm² ditto.......................................................................................................................................................................... | [18 empty] | 1,382.66 |  |  | 30.27 |  |  | 37.84 |  | 118.00 |  | 29169 |  |  | 29169 | 1,382.66 30.27 37.84 118.00 | 1382.66 | 30.27 | 37.84 | 118 | 1382.66 | 30.27 | 37.84 | 118
29170 | 29170 | 300 mm² ditto.......................................................................................................................................................................... | [18 empty] | 1,619.80 |  |  | 32.82 |  |  | 41.06 |  | 124.62 |  | 29170 |  |  | 29170 | 1,619.80 32.82 41.06 124.62 | 1619.8 | 32.82 | 41.06 | 124.62 | 1619.8 | 32.82 | 41.06 | 124.62
29171 | 29171 | 400 mm² ditto.......................................................................................................................................................................... | [18 empty] | 2,069.17 |  |  | 34.00 |  |  | 42.75 |  | 130.71 |  | 29171 |  |  | 29171 | 2,069.17 34.00 42.75 130.71 | 2069.17 | 34 | 42.75 | 130.71 | 2069.17 | 34 | 42.75 | 130.71
29172 | 29172 | 1.5 mm² 7-core........................................................................................................................................................................ | [18 empty] | 171.81 |  |  | 16.58 |  |  | 21.33 |  | 64.33 |  | 29172 |  |  | 29172 | 171.81 16.58 21.33 64.33 | 171.81 | 16.58 | 21.33 | 64.33 | 171.81 | 16.58 | 21.33 | 64.33
29173 | 29173 | 1.5 mm² 12-core...................................................................................................................................................................... | [18 empty] | 212.87 |  |  | 16.58 |  |  | 21.33 |  | 64.33 |  | 29173 |  |  | 29173 | 212.87 16.58 21.33 64.33 | 212.87 | 16.58 | 21.33 | 64.33 | 212.87 | 16.58 | 21.33 | 64.33
29174 | 29174 | 1.5 mm² 19-core...................................................................................................................................................................... | [18 empty] | 277.00 |  |  | 19.00 |  |  | 23.87 |  | 71.83 |  | 29174 |  |  | 29174 | 277.00 19.00 23.87 71.83 | 277 | 19 | 23.87 | 71.83 | 277 | 19 | 23.87 | 71.83
29175 | 29175 | 1.5 mm² 27-core...................................................................................................................................................................... | [18 empty] | 348.88 |  |  | 19.05 |  |  | 24.16 |  | 73.12 |  | 29175 |  |  | 29175 | 348.88 19.05 24.16 73.12 | 348.88 | 19.05 | 24.16 | 73.12 | 348.88 | 19.05 | 24.16 | 73.12
29176 | 29176 | 1.5 mm² 37-core...................................................................................................................................................................... | [18 empty] | 398.54 |  |  | 20.71 |  |  | 26.09 |  | 77.74 |  | 29176 |  |  | 29176 | 398.54 20.71 26.09 77.74 | 398.54 | 20.71 | 26.09 | 77.74 | 398.54 | 20.71 | 26.09 | 77.74
29177 | 29177 | 1.5 mm² 48-core...................................................................................................................................................................... | [18 empty] | 691.37 |  |  | 21.92 |  |  | 27.16 |  | 82.47 |  | 29177 |  |  | 29177 | 691.37 21.92 27.16 82.47 | 691.37 | 21.92 | 27.16 | 82.47 | 691.37 | 21.92 | 27.16 | 82.47
29178 | 29178 | 2.5 mm² 7-core........................................................................................................................................................................ | [18 empty] | 215.96 |  |  | 19.95 |  |  | 25.44 |  | 75.57 |  | 29178 |  |  | 29178 | 215.96 19.95 25.44 75.57 | 215.96 | 19.95 | 25.44 | 75.57 | 215.96 | 19.95 | 25.44 | 75.57
29179 | 29179 | 2.5 mm² 12-core...................................................................................................................................................................... | [18 empty] | 267.75 |  |  | 19.95 |  |  | 25.44 |  | 75.57 |  | 29179 |  |  | 29179 | 267.75 19.95 25.44 75.57 | 267.75 | 19.95 | 25.44 | 75.57 | 267.75 | 19.95 | 25.44 | 75.57
29180 | 29180 | 2.5 mm² 19-core...................................................................................................................................................................... | [18 empty] | 369.23 |  |  | 21.77 |  |  | 26.66 |  | 80.60 |  | 29180 |  |  | 29180 | 369.23 21.77 26.66 80.60 | 369.23 | 21.77 | 26.66 | 80.6 | 369.23 | 21.77 | 26.66 | 80.6
29181 | 29181 | 2.5 mm² 27-core...................................................................................................................................................................... | [18 empty] | 465.30 |  |  | 22.47 |  |  | 28.50 |  | 84.14 |  | 29181 |  |  | 29181 | 465.30 22.47 28.50 84.14 | 465.3 | 22.47 | 28.5 | 84.14 | 465.3 | 22.47 | 28.5 | 84.14
29182 | 29182 | 2.5 mm² 37-core...................................................................................................................................................................... | [18 empty] | 780.76 |  |  | 23.09 |  |  | 29.20 |  | 85.93 |  | 29182 |  |  | 29182 | 780.76 23.09 29.20 85.93 | 780.76 | 23.09 | 29.2 | 85.93 | 780.76 | 23.09 | 29.2 | 85.93
29183 | 29183 | 2.5 mm² 48-core...................................................................................................................................................................... | [18 empty] | 1,230.45 |  |  | 23.84 |  |  | 30.20 |  | 88.64 |  | 29183 |  |  | 29183 | 1,230.45 23.84 30.20 88.64 | 1230.45 | 23.84 | 30.2 | 88.64 | 1230.45 | 23.84 | 30.2 | 88.64
42976 | 29/8
29 | 29 | ELECTRICAL INSTALLATION - MAIN DISTRIBUTION SYSTEMS | [18 empty] | 29
| Item | Item
CABLES (COPPER) (CONT'D)
| Take | [24 empty] | Take
| Supply | [22 empty] | down |  | down |  |  | Fix
| Fire resistant, low emission of smoke and corrosive gases, thermosetting insulated | [17 empty] | and |  |  |  |  | and |  | and set |  |  | only
| and sheathed, steel wire armoured multi-core cable to BS 7846 (for voltage rating | [17 empty] | fix |  |  |  |  | clear |  | aside for
| 600/ 1000V) c/w cleats or saddles, or fixed to cable trays, or fixed in conduits/ | [16 empty] | away | [7 empty] | re-use
trunkings (cable trays, conduits and trunkings measured separately) : -
| A | [22 empty] | B |  | C |  |  | D
| Per linear metre |  |  |  |  | $ | [17 empty] | $ |  | $ |  |  | $
29184 | 29184 | 1.5 mm² 2-core........................................................................................................................................................................ | [18 empty] | 103.01 |  |  | 6.49 |  |  | 7.92 |  | 22.89 |  | 29184 |  |  | 29184 | 103.01 6.49 7.92 22.89 | 103.01 | 6.49 | 7.92 | 22.89 | 103.01 | 6.49 | 7.92 | 22.89
29185 | 29185 | 2.5 mm² ditto........................................................................................................................................................................... | [18 empty] | 125.96 |  |  | 6.49 |  |  | 7.92 |  | 22.92 |  | 29185 |  |  | 29185 | 125.96 6.49 7.92 22.92 | 125.96 | 6.49 | 7.92 | 22.92 | 125.96 | 6.49 | 7.92 | 22.92
29186 | 29186 | 4 mm² ditto.............................................................................................................................................................................. | [18 empty] | 160.27 |  |  | 11.46 |  |  | 15.10 |  | 44.00 |  | 29186 |  |  | 29186 | 160.27 11.46 15.10 44.00 | 160.27 | 11.46 | 15.1 | 44 | 160.27 | 11.46 | 15.1 | 44
29187 | 29187 | 6 mm² ditto.............................................................................................................................................................................. | [18 empty] | 164.70 |  |  | 11.46 |  |  | 15.10 |  | 44.00 |  | 29187 |  |  | 29187 | 164.70 11.46 15.10 44.00 | 164.7 | 11.46 | 15.1 | 44 | 164.7 | 11.46 | 15.1 | 44
29188 | 29188 | 10 mm² ditto............................................................................................................................................................................ | [18 empty] | 186.37 |  |  | 14.38 |  |  | 17.73 |  | 54.33 |  | 29188 |  |  | 29188 | 186.37 14.38 17.73 54.33 | 186.37 | 14.38 | 17.73 | 54.33 | 186.37 | 14.38 | 17.73 | 54.33
29189 | 29189 | 16 mm² ditto............................................................................................................................................................................ | [18 empty] | 204.86 |  |  | 14.38 |  |  | 17.73 |  | 54.33 |  | 29189 |  |  | 29189 | 204.86 14.38 17.73 54.33 | 204.86 | 14.38 | 17.73 | 54.33 | 204.86 | 14.38 | 17.73 | 54.33
29190 | 29190 | 25 mm² ditto............................................................................................................................................................................ | [18 empty] | 318.54 |  |  | 16.56 |  |  | 20.77 |  | 63.43 |  | 29190 |  |  | 29190 | 318.54 16.56 20.77 63.43 | 318.54 | 16.56 | 20.77 | 63.43 | 318.54 | 16.56 | 20.77 | 63.43
29191 | 29191 | 35 mm² ditto............................................................................................................................................................................ | [18 empty] | 354.77 |  |  | 18.10 |  |  | 22.53 |  | 68.02 |  | 29191 |  |  | 29191 | 354.77 18.10 22.53 68.02 | 354.77 | 18.1 | 22.53 | 68.02 | 354.77 | 18.1 | 22.53 | 68.02
29192 | 29192 | 50 mm² ditto............................................................................................................................................................................ | [18 empty] | 463.56 |  |  | 18.26 |  |  | 22.67 |  | 68.93 |  | 29192 |  |  | 29192 | 463.56 18.26 22.67 68.93 | 463.56 | 18.26 | 22.67 | 68.93 | 463.56 | 18.26 | 22.67 | 68.93
29193 | 29193 | 70 mm² ditto............................................................................................................................................................................ | [18 empty] | 649.22 |  |  | 19.33 |  |  | 25.42 |  | 75.46 |  | 29193 |  |  | 29193 | 649.22 19.33 25.42 75.46 | 649.22 | 19.33 | 25.42 | 75.46 | 649.22 | 19.33 | 25.42 | 75.46
29194 | 29194 | 95 mm² ditto............................................................................................................................................................................ | [18 empty] | 807.76 |  |  | 22.23 |  |  | 27.23 |  | 84.51 |  | 29194 |  |  | 29194 | 807.76 22.23 27.23 84.51 | 807.76 | 22.23 | 27.23 | 84.51 | 807.76 | 22.23 | 27.23 | 84.51
29195 | 29195 | 120 mm² ditto.......................................................................................................................................................................... | [18 empty] | 1,053.16 |  |  | 23.31 |  |  | 29.39 |  | 91.04 |  | 29195 |  |  | 29195 | 1,053.16 23.31 29.39 91.04 | 1053.16 | 23.31 | 29.39 | 91.04 | 1053.16 | 23.31 | 29.39 | 91.04
29196 | 29196 | 150 mm² ditto.......................................................................................................................................................................... | [18 empty] | 1,246.22 |  |  | 26.08 |  |  | 32.97 |  | 101.01 |  | 29196 |  |  | 29196 | 1,246.22 26.08 32.97 101.01 | 1246.22 | 26.08 | 32.97 | 101.01 | 1246.22 | 26.08 | 32.97 | 101.01
29197 | 29197 | 185 mm² ditto.......................................................................................................................................................................... | [18 empty] | 1,369.49 |  |  | 28.85 |  |  | 35.71 |  | 108.26 |  | 29197 |  |  | 29197 | 1,369.49 28.85 35.71 108.26 | 1369.49 | 28.85 | 35.71 | 108.26 | 1369.49 | 28.85 | 35.71 | 108.26
29198 | 29198 | 240 mm² ditto.......................................................................................................................................................................... | [18 empty] | 1,681.62 |  |  | 30.34 |  |  | 37.92 |  | 118.25 |  | 29198 |  |  | 29198 | 1,681.62 30.34 37.92 118.25 | 1681.62 | 30.34 | 37.92 | 118.25 | 1681.62 | 30.34 | 37.92 | 118.25
29199 | 29199 | 300 mm² ditto.......................................................................................................................................................................... | [18 empty] | 2,037.84 |  |  | 32.86 |  |  | 41.13 |  | 124.86 |  | 29199 |  |  | 29199 | 2,037.84 32.86 41.13 124.86 | 2037.84 | 32.86 | 41.13 | 124.86 | 2037.84 | 32.86 | 41.13 | 124.86
29200 | 29200 | 400 mm² ditto.......................................................................................................................................................................... | [18 empty] | 2,413.12 |  |  | 34.10 |  |  | 42.85 |  | 130.96 |  | 29200 |  |  | 29200 | 2,413.12 34.10 42.85 130.96 | 2413.12 | 34.1 | 42.85 | 130.96 | 2413.12 | 34.1 | 42.85 | 130.96
43007 | 29/9
29 | 29 | ELECTRICAL INSTALLATION - MAIN DISTRIBUTION SYSTEMS | [18 empty] | 29
| Item | Item
CABLES (COPPER) (CONT'D)
| Take | [24 empty] | Take
| Fire resistant, low emission of smoke and corrosive gases, thermosetting insulated | [17 empty] | Supply |  |  |  |  | down |  | down |  |  | Fix
| and sheathed, steel wire armoured multi-core cable to BS 7846 (for voltage rating | [17 empty] | and |  |  |  |  | and |  | and set |  |  | only
| 600/ 1000V) or BS 7629-1 (for voltage rating 300/ 500V), c/w cleats or saddles, or | [17 empty] | fix |  |  |  |  | clear |  | aside for
| fixed to cable trays, or fixed in conduits/ trunkings (cable trays, conduits and | [16 empty] | away | [7 empty] | re-use
trunkings measured separately) : -
| A | [22 empty] | B |  | C |  |  | D
| Per linear metre |  |  |  |  | $ | [17 empty] | $ |  | $ |  |  | $
29201 | 29201 | 1.5 mm² 4-core........................................................................................................................................................................ | [18 empty] | 139.73 |  |  | 13.59 |  |  | 16.78 |  | 51.73 |  | 29201 |  |  | 29201 | 139.73 13.59 16.78 51.73 | 139.73 | 13.59 | 16.78 | 51.73 | 139.73 | 13.59 | 16.78 | 51.73
29202 | 29202 | 2.5 mm² ditto........................................................................................................................................................................... | [18 empty] | 165.86 |  |  | 14.49 |  |  | 17.86 |  | 54.65 |  | 29202 |  |  | 29202 | 165.86 14.49 17.86 54.65 | 165.86 | 14.49 | 17.86 | 54.65 | 165.86 | 14.49 | 17.86 | 54.65
29203 | 29203 | 4 mm² ditto.............................................................................................................................................................................. | [18 empty] | 181.98 |  |  | 15.10 |  |  | 19.02 |  | 56.31 |  | 29203 |  |  | 29203 | 181.98 15.10 19.02 56.31 | 181.98 | 15.1 | 19.02 | 56.31 | 181.98 | 15.1 | 19.02 | 56.31
29204 | 29204 | 6 mm² ditto.............................................................................................................................................................................. | [18 empty] | 216.29 |  |  | 15.91 |  |  | 20.27 |  | 62.47 |  | 29204 |  |  | 29204 | 216.29 15.91 20.27 62.47 | 216.29 | 15.91 | 20.27 | 62.47 | 216.29 | 15.91 | 20.27 | 62.47
29205 | 29205 | 10 mm² ditto............................................................................................................................................................................ | [18 empty] | 255.46 |  |  | 16.73 |  |  | 21.55 |  | 64.90 |  | 29205 |  |  | 29205 | 255.46 16.73 21.55 64.90 | 255.46 | 16.73 | 21.55 | 64.9 | 255.46 | 16.73 | 21.55 | 64.9
29206 | 29206 | 16 mm² ditto............................................................................................................................................................................ | [18 empty] | 287.00 |  |  | 18.02 |  |  | 22.17 |  | 65.82 |  | 29206 |  |  | 29206 | 287.00 18.02 22.17 65.82 | 287 | 18.02 | 22.17 | 65.82 | 287 | 18.02 | 22.17 | 65.82
29207 | 29207 | 25 mm² ditto............................................................................................................................................................................ | [18 empty] | 396.79 |  |  | 18.08 |  |  | 22.25 |  | 68.40 |  | 29207 |  |  | 29207 | 396.79 18.08 22.25 68.40 | 396.79 | 18.08 | 22.25 | 68.4 | 396.79 | 18.08 | 22.25 | 68.4
29208 | 29208 | 35 mm² ditto............................................................................................................................................................................ | [18 empty] | 445.61 |  |  | 18.71 |  |  | 23.04 |  | 70.23 |  | 29208 |  |  | 29208 | 445.61 18.71 23.04 70.23 | 445.61 | 18.71 | 23.04 | 70.23 | 445.61 | 18.71 | 23.04 | 70.23
29209 | 29209 | 50 mm² ditto............................................................................................................................................................................ | [18 empty] | 562.48 |  |  | 18.79 |  |  | 23.21 |  | 71.21 |  | 29209 |  |  | 29209 | 562.48 18.79 23.21 71.21 | 562.48 | 18.79 | 23.21 | 71.21 | 562.48 | 18.79 | 23.21 | 71.21
29210 | 29210 | 70 mm² ditto............................................................................................................................................................................ | [18 empty] | 713.97 |  |  | 20.12 |  |  | 25.67 |  | 76.20 |  | 29210 |  |  | 29210 | 713.97 20.12 25.67 76.20 | 713.97 | 20.12 | 25.67 | 76.2 | 713.97 | 20.12 | 25.67 | 76.2
29211 | 29211 | 95 mm² ditto............................................................................................................................................................................ | [18 empty] | 833.45 |  |  | 23.14 |  |  | 27.48 |  | 85.34 |  | 29211 |  |  | 29211 | 833.45 23.14 27.48 85.34 | 833.45 | 23.14 | 27.48 | 85.34 | 833.45 | 23.14 | 27.48 | 85.34
29212 | 29212 | 120 mm² ditto.......................................................................................................................................................................... | [18 empty] | 980.35 |  |  | 23.42 |  |  | 29.57 |  | 91.56 |  | 29212 |  |  | 29212 | 980.35 23.42 29.57 91.56 | 980.35 | 23.42 | 29.57 | 91.56 | 980.35 | 23.42 | 29.57 | 91.56
29213 | 29213 | 150 mm² ditto.......................................................................................................................................................................... | [18 empty] | 1,182.66 |  |  | 26.23 |  |  | 33.20 |  | 101.64 |  | 29213 |  |  | 29213 | 1,182.66 26.23 33.20 101.64 | 1182.66 | 26.23 | 33.2 | 101.64 | 1182.66 | 26.23 | 33.2 | 101.64
29214 | 29214 | 185 mm² ditto.......................................................................................................................................................................... | [18 empty] | 1,281.68 |  |  | 29.03 |  |  | 35.95 |  | 108.92 |  | 29214 |  |  | 29214 | 1,281.68 29.03 35.95 108.92 | 1281.68 | 29.03 | 35.95 | 108.92 | 1281.68 | 29.03 | 35.95 | 108.92
29215 | 29215 | 240 mm² ditto.......................................................................................................................................................................... | [18 empty] | 1,606.70 |  |  | 30.53 |  |  | 38.15 |  | 118.98 |  | 29215 |  |  | 29215 | 1,606.70 30.53 38.15 118.98 | 1606.7 | 30.53 | 38.15 | 118.98 | 1606.7 | 30.53 | 38.15 | 118.98
29216 | 29216 | 300 mm² ditto.......................................................................................................................................................................... | [18 empty] | 1,888.41 |  |  | 33.07 |  |  | 41.40 |  | 125.60 |  | 29216 |  |  | 29216 | 1,888.41 33.07 41.40 125.60 | 1888.41 | 33.07 | 41.4 | 125.6 | 1888.41 | 33.07 | 41.4 | 125.6
29217 | 29217 | 400 mm² ditto.......................................................................................................................................................................... | [18 empty] | 2,333.60 |  |  | 34.30 |  |  | 43.12 |  | 131.77 |  | 29217 |  |  | 29217 | 2,333.60 34.30 43.12 131.77 | 2333.6 | 34.3 | 43.12 | 131.77 | 2333.6 | 34.3 | 43.12 | 131.77
43037 | 29/10
29 | 29 | ELECTRICAL INSTALLATION - MAIN DISTRIBUTION SYSTEMS | [18 empty] | 29
| Item | Item
CABLES (COPPER) (CONT'D)
| Take | [24 empty] | Take
| Supply | [22 empty] | down |  | down |  |  | Fix
| 600/ 1000V fire resistant, low emission of smoke and corrosive gases insulated, | [16 empty] | and | [5 empty] | and |  | and set |  |  | only
| non-sheathed, single core cables to IEC 60332-1, IEC 61034-2, IEC 60754-1 | [16 empty] | fix | [5 empty] | clear |  | aside for
| and BS 6387 Cat. CWZ in conduits or trunkings (conduits and trunkings | [16 empty] | away | [7 empty] | re-use
measured separately) : -
| A | [22 empty] | B |  | C |  |  | D
| Per linear metre |  |  |  |  | $ | [17 empty] | $ |  | $ |  |  | $
29218 | 29218 | 1.5 mm².................................................................................................................................................................................... | [18 empty] | 26.74 |  |  | 1.97 |  |  | 2.68 |  | 6.45 |  | 29218 |  |  | 29218 | 26.74 1.97 2.68 6.45 | 26.74 | 1.97 | 2.68 | 6.45 | 26.74 | 1.97 | 2.68 | 6.45
29219 | 29219 | 2.5 mm².................................................................................................................................................................................... | [18 empty] | 29.01 |  |  | 1.97 |  |  | 2.68 |  | 6.45 |  | 29219 |  |  | 29219 | 29.01 1.97 2.68 6.45 | 29.01 | 1.97 | 2.68 | 6.45 | 29.01 | 1.97 | 2.68 | 6.45
29220 | 29220 | 4 mm² ...................................................................................................................................................................................... | [18 empty] | 34.72 |  |  | 2.22 |  |  | 2.93 |  | 7.49 |  | 29220 |  |  | 29220 | 34.72 2.22 2.93 7.49 | 34.72 | 2.22 | 2.93 | 7.49 | 34.72 | 2.22 | 2.93 | 7.49
29221 | 29221 | 6 mm² ...................................................................................................................................................................................... | [18 empty] | 40.73 |  |  | 2.22 |  |  | 2.93 |  | 7.49 |  | 29221 |  |  | 29221 | 40.73 2.22 2.93 7.49 | 40.73 | 2.22 | 2.93 | 7.49 | 40.73 | 2.22 | 2.93 | 7.49
29222 | 29222 | 10 mm² .................................................................................................................................................................................... | [18 empty] | 77.61 |  |  | 2.22 |  |  | 2.93 |  | 7.49 |  | 29222 |  |  | 29222 | 77.61 2.22 2.93 7.49 | 77.61 | 2.22 | 2.93 | 7.49 | 77.61 | 2.22 | 2.93 | 7.49
29223 | 29223 | 16 mm² .................................................................................................................................................................................... | [18 empty] | 100.86 |  |  | 2.22 |  |  | 2.93 |  | 7.49 |  | 29223 |  |  | 29223 | 100.86 2.22 2.93 7.49 | 100.86 | 2.22 | 2.93 | 7.49 | 100.86 | 2.22 | 2.93 | 7.49
29224 | 29224 | 25 mm² .................................................................................................................................................................................... | [18 empty] | 133.85 |  |  | 3.04 |  |  | 3.76 |  | 11.63 |  | 29224 |  |  | 29224 | 133.85 3.04 3.76 11.63 | 133.85 | 3.04 | 3.76 | 11.63 | 133.85 | 3.04 | 3.76 | 11.63
29225 | 29225 | 35 mm² .................................................................................................................................................................................... | [18 empty] | 296.42 |  |  | 3.04 |  |  | 3.76 |  | 11.63 |  | 29225 |  |  | 29225 | 296.42 3.04 3.76 11.63 | 296.42 | 3.04 | 3.76 | 11.63 | 296.42 | 3.04 | 3.76 | 11.63
29226 | 29226 | 50 mm² .................................................................................................................................................................................... | [18 empty] | 335.53 |  |  | 3.04 |  |  | 3.76 |  | 11.63 |  | 29226 |  |  | 29226 | 335.53 3.04 3.76 11.63 | 335.53 | 3.04 | 3.76 | 11.63 | 335.53 | 3.04 | 3.76 | 11.63
29227 | 29227 | 70 mm² .................................................................................................................................................................................... | [18 empty] | 415.96 |  |  | 4.28 |  |  | 5.06 |  | 15.91 |  | 29227 |  |  | 29227 | 415.96 4.28 5.06 15.91 | 415.96 | 4.28 | 5.06 | 15.91 | 415.96 | 4.28 | 5.06 | 15.91
29228 | 29228 | 95 mm²..................................................................................................................................................................................... | [18 empty] | 496.03 |  |  | 5.08 |  |  | 7.00 |  | 18.63 |  | 29228 |  |  | 29228 | 496.03 5.08 7.00 18.63 | 496.03 | 5.08 | 7 | 18.63 | 496.03 | 5.08 | 7 | 18.63
29229 | 29229 | 120 mm².................................................................................................................................................................................. | [18 empty] | 583.58 |  |  | 6.55 |  |  | 7.97 |  | 23.09 |  | 29229 |  |  | 29229 | 583.58 6.55 7.97 23.09 | 583.58 | 6.55 | 7.97 | 23.09 | 583.58 | 6.55 | 7.97 | 23.09
29230 | 29230 | 150 mm² ................................................................................................................................................................................. | [18 empty] | 734.27 |  |  | 7.19 |  |  | 8.74 |  | 27.38 |  | 29230 |  |  | 29230 | 734.27 7.19 8.74 27.38 | 734.27 | 7.19 | 8.74 | 27.38 | 734.27 | 7.19 | 8.74 | 27.38
29231 | 29231 | 185 mm² ................................................................................................................................................................................. | [18 empty] | 813.08 |  |  | 8.56 |  |  | 10.79 |  | 31.51 |  | 29231 |  |  | 29231 | 813.08 8.56 10.79 31.51 | 813.08 | 8.56 | 10.79 | 31.51 | 813.08 | 8.56 | 10.79 | 31.51
29232 | 29232 | 240 mm² ................................................................................................................................................................................. | [18 empty] | 968.76 |  |  | 10.65 |  |  | 12.71 |  | 38.95 |  | 29232 |  |  | 29232 | 968.76 10.65 12.71 38.95 | 968.76 | 10.65 | 12.71 | 38.95 | 968.76 | 10.65 | 12.71 | 38.95
29233 | 29233 | 300 mm² ................................................................................................................................................................................. | [18 empty] | 1,079.90 |  |  | 12.30 |  |  | 15.68 |  | 47.93 |  | 29233 |  |  | 29233 | 1,079.90 12.30 15.68 47.93 | 1079.9 | 12.3 | 15.68 | 47.93 | 1079.9 | 12.3 | 15.68 | 47.93
29234 | 29234 | 400 mm² ................................................................................................................................................................................. | [18 empty] | 1,256.56 |  |  | 14.49 |  |  | 17.88 |  | 54.76 |  | 29234 |  |  | 29234 | 1,256.56 14.49 17.88 54.76 | 1256.56 | 14.49 | 17.88 | 54.76 | 1256.56 | 14.49 | 17.88 | 54.76
29235 | 29235 | 500 mm² ................................................................................................................................................................................. | [18 empty] | 1,500.56 |  |  | 16.68 |  |  | 20.93 |  | 63.94 |  | 29235 |  |  | 29235 | 1,500.56 16.68 20.93 63.94 | 1500.56 | 16.68 | 20.93 | 63.94 | 1500.56 | 16.68 | 20.93 | 63.94
29236 | 29236 | 630 mm² ................................................................................................................................................................................. | [18 empty] | 1,912.89 |  |  | 20.16 |  |  | 25.70 |  | 76.36 |  | 29236 |  |  | 29236 | 1,912.89 20.16 25.70 76.36 | 1912.89 | 20.16 | 25.7 | 76.36 | 1912.89 | 20.16 | 25.7 | 76.36
43068 | 29/11
29 | 29 | ELECTRICAL INSTALLATION - MAIN DISTRIBUTION SYSTEMS | [18 empty] | 29
| Item | Item
CABLES (COPPER) (CONT'D)
| Take | [24 empty] | Take
| Supply | [22 empty] | down |  | down |  |  | Fix
| 600/ 1000V PVC insulated and sheathed single steel wire armoured and PVC sheathed | [17 empty] | and |  |  |  |  | and |  | and set |  |  | only
| overall to IEC 60502-1, laid in trench or cable ducts including suitable cable bed (excavation | [17 empty] | fix |  |  |  |  | clear |  | aside for
| backfilling and cable ducts measured separately) : - | [12 empty] | away | [11 empty] | re-use
| A | [22 empty] | B |  | C |  |  | D
| Per linear metre |  |  |  |  | $ | [17 empty] | $ |  | $ |  |  | $
29237 | 29237 | 1.5 mm² 2-core........................................................................................................................................................................ | [18 empty] | 38.71 |  |  | 3.82 |  |  | 4.29 |  | 15.22 |  | 29237 |  |  | 29237 | 38.71 3.82 4.29 15.22 | 38.71 | 3.82 | 4.29 | 15.22 | 38.71 | 3.82 | 4.29 | 15.22
29238 | 29238 | 2.5 mm² ditto........................................................................................................................................................................... | [18 empty] | 44.18 |  |  | 3.82 |  |  | 4.29 |  | 15.22 |  | 29238 |  |  | 29238 | 44.18 3.82 4.29 15.22 | 44.18 | 3.82 | 4.29 | 15.22 | 44.18 | 3.82 | 4.29 | 15.22
29239 | 29239 | 4 mm² ditto.............................................................................................................................................................................. | [18 empty] | 62.64 |  |  | 7.17 |  |  | 8.31 |  | 27.38 |  | 29239 |  |  | 29239 | 62.64 7.17 8.31 27.38 | 62.64 | 7.17 | 8.31 | 27.38 | 62.64 | 7.17 | 8.31 | 27.38
29240 | 29240 | 6 mm² ditto.............................................................................................................................................................................. | [18 empty] | 70.36 |  |  | 7.17 |  |  | 8.31 |  | 27.38 |  | 29240 |  |  | 29240 | 70.36 7.17 8.31 27.38 | 70.36 | 7.17 | 8.31 | 27.38 | 70.36 | 7.17 | 8.31 | 27.38
29241 | 29241 | 10 mm² ditto............................................................................................................................................................................ | [18 empty] | 104.38 |  |  | 8.31 |  |  | 10.16 |  | 30.96 |  | 29241 |  |  | 29241 | 104.38 8.31 10.16 30.96 | 104.38 | 8.31 | 10.16 | 30.96 | 104.38 | 8.31 | 10.16 | 30.96
29242 | 29242 | 16 mm² ditto............................................................................................................................................................................ | [18 empty] | 124.95 |  |  | 8.31 |  |  | 10.16 |  | 30.96 |  | 29242 |  |  | 29242 | 124.95 8.31 10.16 30.96 | 124.95 | 8.31 | 10.16 | 30.96 | 124.95 | 8.31 | 10.16 | 30.96
29243 | 29243 | 25 mm² ditto............................................................................................................................................................................ | [18 empty] | 195.45 |  |  | 9.62 |  |  | 11.42 |  | 37.00 |  | 29243 |  |  | 29243 | 195.45 9.62 11.42 37.00 | 195.45 | 9.62 | 11.42 | 37 | 195.45 | 9.62 | 11.42 | 37
29244 | 29244 | 35 mm² ditto............................................................................................................................................................................ | [18 empty] | 260.16 |  |  | 11.12 |  |  | 13.74 |  | 38.38 |  | 29244 |  |  | 29244 | 260.16 11.12 13.74 38.38 | 260.16 | 11.12 | 13.74 | 38.38 | 260.16 | 11.12 | 13.74 | 38.38
29245 | 29245 | 50 mm² ditto............................................................................................................................................................................ | [18 empty] | 337.93 |  |  | 11.12 |  |  | 13.74 |  | 38.38 |  | 29245 |  |  | 29245 | 337.93 11.12 13.74 38.38 | 337.93 | 11.12 | 13.74 | 38.38 | 337.93 | 11.12 | 13.74 | 38.38
29246 | 29246 | 1.5 mm² 4-core........................................................................................................................................................................ | [18 empty] | 63.54 |  |  | 8.37 |  |  | 10.96 |  | 33.33 |  | 29246 |  |  | 29246 | 63.54 8.37 10.96 33.33 | 63.54 | 8.37 | 10.96 | 33.33 | 63.54 | 8.37 | 10.96 | 33.33
29247 | 29247 | 2.5 mm² ditto........................................................................................................................................................................... | [18 empty] | 73.11 |  |  | 10.25 |  |  | 12.50 |  | 38.05 |  | 29247 |  |  | 29247 | 73.11 10.25 12.50 38.05 | 73.11 | 10.25 | 12.5 | 38.05 | 73.11 | 10.25 | 12.5 | 38.05
29248 | 29248 | 4 mm² ditto.............................................................................................................................................................................. | [18 empty] | 91.99 |  |  | 10.96 |  |  | 13.13 |  | 39.97 |  | 29248 |  |  | 29248 | 91.99 10.96 13.13 39.97 | 91.99 | 10.96 | 13.13 | 39.97 | 91.99 | 10.96 | 13.13 | 39.97
29249 | 29249 | 6 mm² ditto.............................................................................................................................................................................. | [18 empty] | 105.94 |  |  | 10.96 |  |  | 13.13 |  | 39.97 |  | 29249 |  |  | 29249 | 105.94 10.96 13.13 39.97 | 105.94 | 10.96 | 13.13 | 39.97 | 105.94 | 10.96 | 13.13 | 39.97
29250 | 29250 | 10 mm² ditto............................................................................................................................................................................ | [18 empty] | 137.15 |  |  | 11.36 |  |  | 13.82 |  | 42.04 |  | 29250 |  |  | 29250 | 137.15 11.36 13.82 42.04 | 137.15 | 11.36 | 13.82 | 42.04 | 137.15 | 11.36 | 13.82 | 42.04
29251 | 29251 | 16 mm² ditto............................................................................................................................................................................ | [18 empty] | 179.38 |  |  | 11.36 |  |  | 13.82 |  | 42.04 |  | 29251 |  |  | 29251 | 179.38 11.36 13.82 42.04 | 179.38 | 11.36 | 13.82 | 42.04 | 179.38 | 11.36 | 13.82 | 42.04
29252 | 29252 | 25 mm² ditto............................................................................................................................................................................ | [18 empty] | 221.52 |  |  | 11.73 |  |  | 14.34 |  | 43.99 |  | 29252 |  |  | 29252 | 221.52 11.73 14.34 43.99 | 221.52 | 11.73 | 14.34 | 43.99 | 221.52 | 11.73 | 14.34 | 43.99
29253 | 29253 | 35 mm² ditto............................................................................................................................................................................ | [18 empty] | 285.04 |  |  | 12.54 |  |  | 15.46 |  | 46.14 |  | 29253 |  |  | 29253 | 285.04 12.54 15.46 46.14 | 285.04 | 12.54 | 15.46 | 46.14 | 285.04 | 12.54 | 15.46 | 46.14
29254 | 29254 | 50 mm² ditto............................................................................................................................................................................ | [18 empty] | 374.23 |  |  | 12.54 |  |  | 15.46 |  | 46.14 |  | 29254 |  |  | 29254 | 374.23 12.54 15.46 46.14 | 374.23 | 12.54 | 15.46 | 46.14 | 374.23 | 12.54 | 15.46 | 46.14
29255 | 29255 | 70 mm² ditto............................................................................................................................................................................ | [18 empty] | 477.40 |  |  | 13.90 |  |  | 16.90 |  | 49.96 |  | 29255 |  |  | 29255 | 477.40 13.90 16.90 49.96 | 477.4 | 13.9 | 16.9 | 49.96 | 477.4 | 13.9 | 16.9 | 49.96
29256 | 29256 | 95 mm² ditto............................................................................................................................................................................ | [18 empty] | 593.09 |  |  | 14.72 |  |  | 18.09 |  | 52.34 |  | 29256 |  |  | 29256 | 593.09 14.72 18.09 52.34 | 593.09 | 14.72 | 18.09 | 52.34 | 593.09 | 14.72 | 18.09 | 52.34
29257 | 29257 | 120 mm² ditto.......................................................................................................................................................................... | [18 empty] | 695.00 |  |  | 14.72 |  |  | 18.09 |  | 52.34 |  | 29257 |  |  | 29257 | 695.00 14.72 18.09 52.34 | 695 | 14.72 | 18.09 | 52.34 | 695 | 14.72 | 18.09 | 52.34
29258 | 29258 | 150 mm² ditto.......................................................................................................................................................................... | [18 empty] | 998.91 |  |  | 15.56 |  |  | 18.72 |  | 56.11 |  | 29258 |  |  | 29258 | 998.91 15.56 18.72 56.11 | 998.91 | 15.56 | 18.72 | 56.11 | 998.91 | 15.56 | 18.72 | 56.11
43098 | 29/12
29 | 29 | ELECTRICAL INSTALLATION - MAIN DISTRIBUTION SYSTEMS | [18 empty] | 29
| Item | Item
CABLES (COPPER) (CONT'D)
| Take | [24 empty] | Take
| Supply | [22 empty] | down |  | down |  |  | Fix
| 600/ 1000V PVC insulated and sheathed single steel wire armoured and PVC sheathed | [17 empty] | and |  |  |  |  | and |  | and set |  |  | only
| overall to IEC 60502-1, laid in trench or cable ducts including suitable cable bed (excavation | [17 empty] | fix |  |  |  |  | clear |  | aside for
| backfilling and cable ducts measured separately) : - (Cont'd) | [14 empty] | away | [9 empty] | re-use
| A | [22 empty] | B |  | C |  |  | D
| Per linear metre |  |  |  |  | $ | [17 empty] | $ |  | $ |  |  | $
29259 | 29259 | 185 mm² 4-core....................................................................................................................................................................... | [18 empty] | 1,020.86 |  |  | 15.67 |  |  | 19.93 |  | 60.15 |  | 29259 |  |  | 29259 | 1,020.86 15.67 19.93 60.15 | 1020.86 | 15.67 | 19.93 | 60.15 | 1020.86 | 15.67 | 19.93 | 60.15
29260 | 29260 | 240 mm² ditto.......................................................................................................................................................................... | [18 empty] | 1,269.19 |  |  | 18.09 |  |  | 22.14 |  | 67.38 |  | 29260 |  |  | 29260 | 1,269.19 18.09 22.14 67.38 | 1269.19 | 18.09 | 22.14 | 67.38 | 1269.19 | 18.09 | 22.14 | 67.38
29261 | 29261 | 300 mm² ditto.......................................................................................................................................................................... | [18 empty] | 1,526.20 |  |  | 20.42 |  |  | 25.16 |  | 75.67 |  | 29261 |  |  | 29261 | 1,526.20 20.42 25.16 75.67 | 1526.2 | 20.42 | 25.16 | 75.67 | 1526.2 | 20.42 | 25.16 | 75.67
29262 | 29262 | 400 mm² ditto.......................................................................................................................................................................... | [18 empty] | 1,959.70 |  |  | 21.05 |  |  | 26.00 |  | 79.75 |  | 29262 |  |  | 29262 | 1,959.70 21.05 26.00 79.75 | 1959.7 | 21.05 | 26 | 79.75 | 1959.7 | 21.05 | 26 | 79.75
29263 | 29263 | 1.5 mm² 7-core........................................................................................................................................................................ | [18 empty] | 139.97 |  |  | 11.09 |  |  | 13.31 |  | 41.88 |  | 29263 |  |  | 29263 | 139.97 11.09 13.31 41.88 | 139.97 | 11.09 | 13.31 | 41.88 | 139.97 | 11.09 | 13.31 | 41.88
29264 | 29264 | 1.5 mm² 12-core...................................................................................................................................................................... | [18 empty] | 184.46 |  |  | 11.09 |  |  | 13.31 |  | 41.88 |  | 29264 |  |  | 29264 | 184.46 11.09 13.31 41.88 | 184.46 | 11.09 | 13.31 | 41.88 | 184.46 | 11.09 | 13.31 | 41.88
29265 | 29265 | 1.5 mm² 19-core...................................................................................................................................................................... | [18 empty] | 248.22 |  |  | 14.68 |  |  | 18.03 |  | 52.14 |  | 29265 |  |  | 29265 | 248.22 14.68 18.03 52.14 | 248.22 | 14.68 | 18.03 | 52.14 | 248.22 | 14.68 | 18.03 | 52.14
29266 | 29266 | 1.5 mm² 27-core...................................................................................................................................................................... | [18 empty] | 315.52 |  |  | 14.68 |  |  | 18.03 |  | 52.14 |  | 29266 |  |  | 29266 | 315.52 14.68 18.03 52.14 | 315.52 | 14.68 | 18.03 | 52.14 | 315.52 | 14.68 | 18.03 | 52.14
29267 | 29267 | 1.5 mm² 37-core...................................................................................................................................................................... | [18 empty] | 372.66 |  |  | 14.68 |  |  | 18.03 |  | 54.55 |  | 29267 |  |  | 29267 | 372.66 14.68 18.03 54.55 | 372.66 | 14.68 | 18.03 | 54.55 | 372.66 | 14.68 | 18.03 | 54.55
29268 | 29268 | 1.5 mm² 48-core...................................................................................................................................................................... | [18 empty] | 639.12 |  |  | 14.68 |  |  | 18.03 |  | 54.55 |  | 29268 |  |  | 29268 | 639.12 14.68 18.03 54.55 | 639.12 | 14.68 | 18.03 | 54.55 | 639.12 | 14.68 | 18.03 | 54.55
29269 | 29269 | 2.5 mm² 7-core........................................................................................................................................................................ | [18 empty] | 200.66 |  |  | 14.01 |  |  | 17.49 |  | 51.92 |  | 29269 |  |  | 29269 | 200.66 14.01 17.49 51.92 | 200.66 | 14.01 | 17.49 | 51.92 | 200.66 | 14.01 | 17.49 | 51.92
29270 | 29270 | 2.5 mm² 12-core...................................................................................................................................................................... | [18 empty] | 254.95 |  |  | 14.01 |  |  | 17.49 |  | 51.92 |  | 29270 |  |  | 29270 | 254.95 14.01 17.49 51.92 | 254.95 | 14.01 | 17.49 | 51.92 | 254.95 | 14.01 | 17.49 | 51.92
29271 | 29271 | 2.5 mm² 19-core...................................................................................................................................................................... | [18 empty] | 340.00 |  |  | 14.65 |  |  | 18.72 |  | 56.18 |  | 29271 |  |  | 29271 | 340.00 14.65 18.72 56.18 | 340 | 14.65 | 18.72 | 56.18 | 340 | 14.65 | 18.72 | 56.18
29272 | 29272 | 2.5 mm² 27-core...................................................................................................................................................................... | [18 empty] | 441.04 |  |  | 15.25 |  |  | 19.39 |  | 57.19 |  | 29272 |  |  | 29272 | 441.04 15.25 19.39 57.19 | 441.04 | 15.25 | 19.39 | 57.19 | 441.04 | 15.25 | 19.39 | 57.19
29273 | 29273 | 2.5 mm² 37-core...................................................................................................................................................................... | [18 empty] | 754.05 |  |  | 15.85 |  |  | 20.68 |  | 60.97 |  | 29273 |  |  | 29273 | 754.05 15.85 20.68 60.97 | 754.05 | 15.85 | 20.68 | 60.97 | 754.05 | 15.85 | 20.68 | 60.97
29274 | 29274 | 2.5 mm² 48-core...................................................................................................................................................................... | [18 empty] | 1,149.70 |  |  | 15.90 |  |  | 20.75 |  | 62.14 |  | 29274 |  |  | 29274 | 1,149.70 15.90 20.75 62.14 | 1149.7 | 15.9 | 20.75 | 62.14 | 1149.7 | 15.9 | 20.75 | 62.14
29/13
29 | 29 | ELECTRICAL INSTALLATION - MAIN DISTRIBUTION SYSTEMS | [18 empty] | 29
| Item | Item
| CABLES (COPPER) (CONT'D) | [9 empty] | Take | [14 empty] | Take
| Supply | [22 empty] | down |  | down |  |  | Fix
| and | [22 empty] | and |  | and set |  |  | only
| Mineral insulated copper sheathed, 750V (heavy duty grade) cable to IEC 60702-1 | [17 empty] | fix |  |  |  |  | clear |  | aside for
| and IEC 60702-2, c/w spacing bar type saddles : - | [12 empty] | away | [11 empty] | re-use
| A | [22 empty] | B |  | C |  |  | D
| Per linear metre |  |  |  |  | $ | [17 empty] | $ |  | $ |  |  | $
29275 | 29275 | 6 mm² 1-core........................................................................................................................................................................... | [18 empty] | 89.78 |  |  | 7.92 |  |  | 10.10 |  | 29.60 |  | 29275 |  |  | 29275 | 89.78 7.92 10.10 29.60 | 89.78 | 7.92 | 10.1 | 29.6 | 89.78 | 7.92 | 10.1 | 29.6
29276 | 29276 | 10 mm² ditto............................................................................................................................................................................ | [18 empty] | 133.99 |  |  | 7.93 |  |  | 10.15 |  | 30.48 |  | 29276 |  |  | 29276 | 133.99 7.93 10.15 30.48 | 133.99 | 7.93 | 10.15 | 30.48 | 133.99 | 7.93 | 10.15 | 30.48
29277 | 29277 | 16 mm² ditto............................................................................................................................................................................ | [18 empty] | 166.32 |  |  | 9.13 |  |  | 12.13 |  | 34.60 |  | 29277 |  |  | 29277 | 166.32 9.13 12.13 34.60 | 166.32 | 9.13 | 12.13 | 34.6 | 166.32 | 9.13 | 12.13 | 34.6
29278 | 29278 | 25 mm² ditto............................................................................................................................................................................ | [18 empty] | 212.75 |  |  | 10.45 |  |  | 12.87 |  | 36.45 |  | 29278 |  |  | 29278 | 212.75 10.45 12.87 36.45 | 212.75 | 10.45 | 12.87 | 36.45 | 212.75 | 10.45 | 12.87 | 36.45
29279 | 29279 | 35 mm² ditto............................................................................................................................................................................ | [18 empty] | 385.45 |  |  | 11.31 |  |  | 13.57 |  | 39.52 |  | 29279 |  |  | 29279 | 385.45 11.31 13.57 39.52 | 385.45 | 11.31 | 13.57 | 39.52 | 385.45 | 11.31 | 13.57 | 39.52
29280 | 29280 | 50 mm² ditto............................................................................................................................................................................ | [18 empty] | 439.03 |  |  | 12.03 |  |  | 14.89 |  | 41.40 |  | 29280 |  |  | 29280 | 439.03 12.03 14.89 41.40 | 439.03 | 12.03 | 14.89 | 41.4 | 439.03 | 12.03 | 14.89 | 41.4
29281 | 29281 | 70 mm² ditto............................................................................................................................................................................ | [18 empty] | 516.91 |  |  | 12.87 |  |  | 16.26 |  | 44.83 |  | 29281 |  |  | 29281 | 516.91 12.87 16.26 44.83 | 516.91 | 12.87 | 16.26 | 44.83 | 516.91 | 12.87 | 16.26 | 44.83
29282 | 29282 | 95 mm² ditto............................................................................................................................................................................ | [18 empty] | 647.00 |  |  | 16.25 |  |  | 20.31 |  | 57.25 |  | 29282 |  |  | 29282 | 647.00 16.25 20.31 57.25 | 647 | 16.25 | 20.31 | 57.25 | 647 | 16.25 | 20.31 | 57.25
29283 | 29283 | 120 mm² ditto.......................................................................................................................................................................... | [18 empty] | 760.71 |  |  | 16.25 |  |  | 20.31 |  | 57.25 |  | 29283 |  |  | 29283 | 760.71 16.25 20.31 57.25 | 760.71 | 16.25 | 20.31 | 57.25 | 760.71 | 16.25 | 20.31 | 57.25
29284 | 29284 | 150 mm² ditto.......................................................................................................................................................................... | [18 empty] | 924.43 |  |  | 16.25 |  |  | 20.31 |  | 57.25 |  | 29284 |  |  | 29284 | 924.43 16.25 20.31 57.25 | 924.43 | 16.25 | 20.31 | 57.25 | 924.43 | 16.25 | 20.31 | 57.25
29285 | 29285 | 185 mm² ditto.......................................................................................................................................................................... | [18 empty] | 1,071.65 |  |  | 16.90 |  |  | 21.60 |  | 61.19 |  | 29285 |  |  | 29285 | 1,071.65 16.90 21.60 61.19 | 1071.65 | 16.9 | 21.6 | 61.19 | 1071.65 | 16.9 | 21.6 | 61.19
29286 | 29286 | 240 mm² ditto.......................................................................................................................................................................... | [18 empty] | 1,310.53 |  |  | 18.42 |  |  | 22.60 |  | 64.21 |  | 29286 |  |  | 29286 | 1,310.53 18.42 22.60 64.21 | 1310.53 | 18.42 | 22.6 | 64.21 | 1310.53 | 18.42 | 22.6 | 64.21
29287 | 29287 | 1.5 mm² 2-core........................................................................................................................................................................ | [18 empty] | 81.99 |  |  | 7.08 |  |  | 8.53 |  | 27.16 |  | 29287 |  |  | 29287 | 81.99 7.08 8.53 27.16 | 81.99 | 7.08 | 8.53 | 27.16 | 81.99 | 7.08 | 8.53 | 27.16
29288 | 29288 | 2.5 mm² ditto.......................................................................................................................................................................... | [18 empty] | 92.69 |  |  | 7.92 |  |  | 10.10 |  | 29.60 |  | 29288 |  |  | 29288 | 92.69 7.92 10.10 29.60 | 92.69 | 7.92 | 10.1 | 29.6 | 92.69 | 7.92 | 10.1 | 29.6
29289 | 29289 | 4 mm² ditto............................................................................................................................................................................. | [18 empty] | 108.53 |  |  | 7.93 |  |  | 10.15 |  | 30.48 |  | 29289 |  |  | 29289 | 108.53 7.93 10.15 30.48 | 108.53 | 7.93 | 10.15 | 30.48 | 108.53 | 7.93 | 10.15 | 30.48
29290 | 29290 | 6 mm² ditto............................................................................................................................................................................. | [18 empty] | 133.01 |  |  | 8.88 |  |  | 10.91 |  | 32.52 |  | 29290 |  |  | 29290 | 133.01 8.88 10.91 32.52 | 133.01 | 8.88 | 10.91 | 32.52 | 133.01 | 8.88 | 10.91 | 32.52
29291 | 29291 | 10 mm² ditto........................................................................................................................................................................... | [18 empty] | 175.40 |  |  | 9.13 |  |  | 12.13 |  | 34.60 |  | 29291 |  |  | 29291 | 175.40 9.13 12.13 34.60 | 175.4 | 9.13 | 12.13 | 34.6 | 175.4 | 9.13 | 12.13 | 34.6
29292 | 29292 | 16 mm² ditto........................................................................................................................................................................... | [18 empty] | 215.04 |  |  | 10.45 |  |  | 12.83 |  | 36.46 |  | 29292 |  |  | 29292 | 215.04 10.45 12.83 36.46 | 215.04 | 10.45 | 12.83 | 36.46 | 215.04 | 10.45 | 12.83 | 36.46
29293 | 29293 | 25 mm² ditto........................................................................................................................................................................... | [18 empty] | 338.20 |  |  | 10.89 |  |  | 13.04 |  | 39.72 |  | 29293 |  |  | 29293 | 338.20 10.89 13.04 39.72 | 338.2 | 10.89 | 13.04 | 39.72 | 338.2 | 10.89 | 13.04 | 39.72
29294 | 29294 | 1.5 mm² 4-core........................................................................................................................................................................ | [18 empty] | 100.54 |  |  | 7.92 |  |  | 10.10 |  | 29.60 |  | 29294 |  |  | 29294 | 100.54 7.92 10.10 29.60 | 100.54 | 7.92 | 10.1 | 29.6 | 100.54 | 7.92 | 10.1 | 29.6
29295 | 29295 | 2.5 mm² ditto.......................................................................................................................................................................... | [18 empty] | 110.56 |  |  | 7.93 |  |  | 10.15 |  | 30.48 |  | 29295 |  |  | 29295 | 110.56 7.93 10.15 30.48 | 110.56 | 7.93 | 10.15 | 30.48 | 110.56 | 7.93 | 10.15 | 30.48
29296 | 29296 | 4 mm² ditto............................................................................................................................................................................. | [18 empty] | 143.84 |  |  | 8.60 |  |  | 11.22 |  | 32.59 |  | 29296 |  |  | 29296 | 143.84 8.60 11.22 32.59 | 143.84 | 8.6 | 11.22 | 32.59 | 143.84 | 8.6 | 11.22 | 32.59
29297 | 29297 | 6 mm² ditto............................................................................................................................................................................. | [18 empty] | 178.82 |  |  | 9.13 |  |  | 12.13 |  | 34.60 |  | 29297 |  |  | 29297 | 178.82 9.13 12.13 34.60 | 178.82 | 9.13 | 12.13 | 34.6 | 178.82 | 9.13 | 12.13 | 34.6
29298 | 29298 | 10 mm² ditto........................................................................................................................................................................... | [18 empty] | 238.22 |  |  | 10.45 |  |  | 12.83 |  | 36.46 |  | 29298 |  |  | 29298 | 238.22 10.45 12.83 36.46 | 238.22 | 10.45 | 12.83 | 36.46 | 238.22 | 10.45 | 12.83 | 36.46
29299 | 29299 | 16 mm² ditto........................................................................................................................................................................... | [18 empty] | 323.01 |  |  | 10.89 |  |  | 13.04 |  | 39.72 |  | 29299 |  |  | 29299 | 323.01 10.89 13.04 39.72 | 323.01 | 10.89 | 13.04 | 39.72 | 323.01 | 10.89 | 13.04 | 39.72
29300 | 29300 | 25 mm² ditto........................................................................................................................................................................... | [18 empty] | 444.14 |  |  | 11.72 |  |  | 14.42 |  | 42.43 |  | 29300 |  |  | 29300 | 444.14 11.72 14.42 42.43 | 444.14 | 11.72 | 14.42 | 42.43 | 444.14 | 11.72 | 14.42 | 42.43
29/14
29 | 29 | ELECTRICAL INSTALLATION - MAIN DISTRIBUTION SYSTEMS | [18 empty] | 29
| Item | Item
CABLES (COPPER) (CONT'D)
| Take | [24 empty] | Take
| Supply | [22 empty] | down |  | down |  |  | Fix
| Mineral insulated copper sheathed, 750V (heavy duty grade) cable to IEC 60702-1 | [17 empty] | and |  |  |  |  | and |  | and set |  |  | only
| and IEC 60702-2, with an overall protection of PVC sheath, c/w spacing | [16 empty] | fix | [5 empty] | clear |  | aside for
| bar type saddles : - |  |  |  |  | away | [19 empty] | re-use
| A | [22 empty] | B |  | C |  |  | D
| Per linear metre |  |  |  |  | $ | [17 empty] | $ |  | $ |  |  | $
29301 | 29301 | 1 mm² 1-core........................................................................................................................................................................... | [18 empty] | 30.13 |  |  | 2.88 |  |  | 3.61 |  | 10.72 |  | 29301 |  |  | 29301 | 30.13 2.88 3.61 10.72 | 30.13 | 2.88 | 3.61 | 10.72 | 30.13 | 2.88 | 3.61 | 10.72
29302 | 29302 | 1.5 mm² ditto........................................................................................................................................................................... | [18 empty] | 34.69 |  |  | 2.88 |  |  | 3.61 |  | 10.72 |  | 29302 |  |  | 29302 | 34.69 2.88 3.61 10.72 | 34.69 | 2.88 | 3.61 | 10.72 | 34.69 | 2.88 | 3.61 | 10.72
29303 | 29303 | 2.5 mm² ditto........................................................................................................................................................................... | [18 empty] | 38.73 |  |  | 2.88 |  |  | 3.61 |  | 10.72 |  | 29303 |  |  | 29303 | 38.73 2.88 3.61 10.72 | 38.73 | 2.88 | 3.61 | 10.72 | 38.73 | 2.88 | 3.61 | 10.72
29304 | 29304 | 4 mm² ditto.............................................................................................................................................................................. | [18 empty] | 66.78 |  |  | 7.92 |  |  | 10.06 |  | 29.49 |  | 29304 |  |  | 29304 | 66.78 7.92 10.06 29.49 | 66.78 | 7.92 | 10.06 | 29.49 | 66.78 | 7.92 | 10.06 | 29.49
29305 | 29305 | 6 mm² ditto.............................................................................................................................................................................. | [18 empty] | 86.37 |  |  | 7.92 |  |  | 10.06 |  | 29.49 |  | 29305 |  |  | 29305 | 86.37 7.92 10.06 29.49 | 86.37 | 7.92 | 10.06 | 29.49 | 86.37 | 7.92 | 10.06 | 29.49
29306 | 29306 | 10 mm² ditto............................................................................................................................................................................ | [18 empty] | 131.52 |  |  | 7.92 |  |  | 10.11 |  | 30.34 |  | 29306 |  |  | 29306 | 131.52 7.92 10.11 30.34 | 131.52 | 7.92 | 10.11 | 30.34 | 131.52 | 7.92 | 10.11 | 30.34
29307 | 29307 | 16 mm² ditto............................................................................................................................................................................ | [18 empty] | 165.38 |  |  | 9.07 |  |  | 12.07 |  | 34.45 |  | 29307 |  |  | 29307 | 165.38 9.07 12.07 34.45 | 165.38 | 9.07 | 12.07 | 34.45 | 165.38 | 9.07 | 12.07 | 34.45
29308 | 29308 | 25 mm² ditto............................................................................................................................................................................ | [18 empty] | 207.61 |  |  | 10.41 |  |  | 12.79 |  | 36.30 |  | 29308 |  |  | 29308 | 207.61 10.41 12.79 36.30 | 207.61 | 10.41 | 12.79 | 36.3 | 207.61 | 10.41 | 12.79 | 36.3
29309 | 29309 | 35 mm² ditto............................................................................................................................................................................ | [18 empty] | 379.93 |  |  | 11.28 |  |  | 13.48 |  | 39.36 |  | 29309 |  |  | 29309 | 379.93 11.28 13.48 39.36 | 379.93 | 11.28 | 13.48 | 39.36 | 379.93 | 11.28 | 13.48 | 39.36
29310 | 29310 | 50 mm² ditto............................................................................................................................................................................ | [18 empty] | 426.83 |  |  | 11.98 |  |  | 14.82 |  | 41.23 |  | 29310 |  |  | 29310 | 426.83 11.98 14.82 41.23 | 426.83 | 11.98 | 14.82 | 41.23 | 426.83 | 11.98 | 14.82 | 41.23
29311 | 29311 | 70 mm² ditto............................................................................................................................................................................ | [18 empty] | 512.96 |  |  | 12.79 |  |  | 16.19 |  | 44.66 |  | 29311 |  |  | 29311 | 512.96 12.79 16.19 44.66 | 512.96 | 12.79 | 16.19 | 44.66 | 512.96 | 12.79 | 16.19 | 44.66
29312 | 29312 | 95 mm² ditto............................................................................................................................................................................ | [18 empty] | 650.62 |  |  | 13.54 |  |  | 16.93 |  | 49.75 |  | 29312 |  |  | 29312 | 650.62 13.54 16.93 49.75 | 650.62 | 13.54 | 16.93 | 49.75 | 650.62 | 13.54 | 16.93 | 49.75
29313 | 29313 | 120 mm² ditto.......................................................................................................................................................................... | [18 empty] | 750.06 |  |  | 14.85 |  |  | 18.19 |  | 52.64 |  | 29313 |  |  | 29313 | 750.06 14.85 18.19 52.64 | 750.06 | 14.85 | 18.19 | 52.64 | 750.06 | 14.85 | 18.19 | 52.64
29314 | 29314 | 150 mm² ditto.......................................................................................................................................................................... | [18 empty] | 928.21 |  |  | 16.17 |  |  | 20.20 |  | 56.99 |  | 29314 |  |  | 29314 | 928.21 16.17 20.20 56.99 | 928.21 | 16.17 | 20.2 | 56.99 | 928.21 | 16.17 | 20.2 | 56.99
29315 | 29315 | 185 mm² ditto.......................................................................................................................................................................... | [18 empty] | 1,062.07 |  |  | 16.81 |  |  | 21.50 |  | 60.95 |  | 29315 |  |  | 29315 | 1,062.07 16.81 21.50 60.95 | 1062.07 | 16.81 | 21.5 | 60.95 | 1062.07 | 16.81 | 21.5 | 60.95
29316 | 29316 | 240 mm² ditto.......................................................................................................................................................................... | [18 empty] | 1,284.26 |  |  | 18.36 |  |  | 22.50 |  | 63.95 |  | 29316 |  |  | 29316 | 1,284.26 18.36 22.50 63.95 | 1284.26 | 18.36 | 22.5 | 63.95 | 1284.26 | 18.36 | 22.5 | 63.95
29317 | 29317 | 1 mm² 2-core........................................................................................................................................................................... | [18 empty] | 70.87 |  |  | 7.06 |  |  | 8.51 |  | 27.04 |  | 29317 |  |  | 29317 | 70.87 7.06 8.51 27.04 | 70.87 | 7.06 | 8.51 | 27.04 | 70.87 | 7.06 | 8.51 | 27.04
29318 | 29318 | 1.5 mm² ditto........................................................................................................................................................................... | [18 empty] | 79.90 |  |  | 7.06 |  |  | 8.51 |  | 27.04 |  | 29318 |  |  | 29318 | 79.90 7.06 8.51 27.04 | 79.9 | 7.06 | 8.51 | 27.04 | 79.9 | 7.06 | 8.51 | 27.04
29319 | 29319 | 2.5 mm² ditto........................................................................................................................................................................... | [18 empty] | 91.18 |  |  | 7.92 |  |  | 10.06 |  | 29.49 |  | 29319 |  |  | 29319 | 91.18 7.92 10.06 29.49 | 91.18 | 7.92 | 10.06 | 29.49 | 91.18 | 7.92 | 10.06 | 29.49
29320 | 29320 | 4 mm² ditto.............................................................................................................................................................................. | [18 empty] | 106.51 |  |  | 7.92 |  |  | 10.11 |  | 30.34 |  | 29320 |  |  | 29320 | 106.51 7.92 10.11 30.34 | 106.51 | 7.92 | 10.11 | 30.34 | 106.51 | 7.92 | 10.11 | 30.34
29321 | 29321 | 6 mm² ditto.............................................................................................................................................................................. | [18 empty] | 133.84 |  |  | 8.84 |  |  | 10.88 |  | 32.34 |  | 29321 |  |  | 29321 | 133.84 8.84 10.88 32.34 | 133.84 | 8.84 | 10.88 | 32.34 | 133.84 | 8.84 | 10.88 | 32.34
29322 | 29322 | 10 mm² ditto............................................................................................................................................................................ | [18 empty] | 176.21 |  |  | 9.07 |  |  | 12.06 |  | 34.45 |  | 29322 |  |  | 29322 | 176.21 9.07 12.06 34.45 | 176.21 | 9.07 | 12.06 | 34.45 | 176.21 | 9.07 | 12.06 | 34.45
29323 | 29323 | 16 mm² ditto............................................................................................................................................................................ | [18 empty] | 213.69 |  |  | 10.41 |  |  | 12.79 |  | 36.35 |  | 29323 |  |  | 29323 | 213.69 10.41 12.79 36.35 | 213.69 | 10.41 | 12.79 | 36.35 | 213.69 | 10.41 | 12.79 | 36.35
29324 | 29324 | 25 mm² ditto............................................................................................................................................................................ | [18 empty] | 345.89 |  |  | 10.83 |  |  | 12.98 |  | 39.55 |  | 29324 |  |  | 29324 | 345.89 10.83 12.98 39.55 | 345.89 | 10.83 | 12.98 | 39.55 | 345.89 | 10.83 | 12.98 | 39.55
29/15
29 | 29 | ELECTRICAL INSTALLATION - MAIN DISTRIBUTION SYSTEMS | [18 empty] | 29
| Item | Item
CABLES (COPPER) (CONT'D)
| Take | [24 empty] | Take
| Supply | [22 empty] | down |  | down |  |  | Fix
| Mineral insulated copper sheathed, 750V (heavy duty grade) cable to IEC 60702-1 | [17 empty] | and |  |  |  |  | and |  | and set |  |  | only
| and IEC 60702-2, with an overall protection of PVC sheath, c/w spacing | [16 empty] | fix | [5 empty] | clear |  | aside for
| bar type saddles : - (Cont'd) | [9 empty] | away | [14 empty] | re-use
| A | [22 empty] | B |  | C |  |  | D
| Per linear metre |  |  |  |  | $ | [17 empty] | $ |  | $ |  |  | $
29325 | 29325 | 1.5 mm² 4-core........................................................................................................................................................................ | [18 empty] | 99.08 |  |  | 7.92 |  |  | 10.08 |  | 29.53 |  | 29325 |  |  | 29325 | 99.08 7.92 10.08 29.53 | 99.08 | 7.92 | 10.08 | 29.53 | 99.08 | 7.92 | 10.08 | 29.53
29326 | 29326 | 2.5 mm² ditto........................................................................................................................................................................... | [18 empty] | 111.14 |  |  | 7.92 |  |  | 10.15 |  | 30.42 |  | 29326 |  |  | 29326 | 111.14 7.92 10.15 30.42 | 111.14 | 7.92 | 10.15 | 30.42 | 111.14 | 7.92 | 10.15 | 30.42
29327 | 29327 | 4 mm² ditto.............................................................................................................................................................................. | [18 empty] | 138.17 |  |  | 8.85 |  |  | 10.89 |  | 32.45 |  | 29327 |  |  | 29327 | 138.17 8.85 10.89 32.45 | 138.17 | 8.85 | 10.89 | 32.45 | 138.17 | 8.85 | 10.89 | 32.45
29328 | 29328 | 6 mm² ditto.............................................................................................................................................................................. | [18 empty] | 175.91 |  |  | 9.07 |  |  | 12.09 |  | 34.53 |  | 29328 |  |  | 29328 | 175.91 9.07 12.09 34.53 | 175.91 | 9.07 | 12.09 | 34.53 | 175.91 | 9.07 | 12.09 | 34.53
29329 | 29329 | 10 mm² ditto............................................................................................................................................................................ | [18 empty] | 229.91 |  |  | 10.44 |  |  | 12.82 |  | 36.41 |  | 29329 |  |  | 29329 | 229.91 10.44 12.82 36.41 | 229.91 | 10.44 | 12.82 | 36.41 | 229.91 | 10.44 | 12.82 | 36.41
29330 | 29330 | 16 mm² ditto............................................................................................................................................................................ | [18 empty] | 324.77 |  |  | 10.84 |  |  | 13.03 |  | 39.63 |  | 29330 |  |  | 29330 | 324.77 10.84 13.03 39.63 | 324.77 | 10.84 | 13.03 | 39.63 | 324.77 | 10.84 | 13.03 | 39.63
29331 | 29331 | 25 mm² ditto............................................................................................................................................................................ | [18 empty] | 452.47 |  |  | 11.73 |  |  | 14.37 |  | 42.34 |  | 29331 |  |  | 29331 | 452.47 11.73 14.37 42.34 | 452.47 | 11.73 | 14.37 | 42.34 | 452.47 | 11.73 | 14.37 | 42.34
Mineral insulated copper sheathed, 750V (heavy duty grade) cable to IEC 60702-1
and IEC 60702-2, laid in trenches (including suitable cable bed) or ducting (ducting,
excavation and backing-filling measured separately) : -
Per linear metre
29332 | 29332 | 1 mm² 2-core........................................................................................................................................................................... | [18 empty] | 53.71 |  |  | 3.43 |  |  | 4.24 |  | 12.96 |  | 29332 |  |  | 29332 | 53.71 3.43 4.24 12.96 | 53.71 | 3.43 | 4.24 | 12.96 | 53.71 | 3.43 | 4.24 | 12.96
29333 | 29333 | 1.5 mm² ditto........................................................................................................................................................................... | [18 empty] | 64.14 |  |  | 3.88 |  |  | 4.80 |  | 15.09 |  | 29333 |  |  | 29333 | 64.14 3.88 4.80 15.09 | 64.14 | 3.88 | 4.8 | 15.09 | 64.14 | 3.88 | 4.8 | 15.09
29334 | 29334 | 2.5 mm² ditto........................................................................................................................................................................... | [18 empty] | 73.51 |  |  | 3.88 |  |  | 4.80 |  | 15.09 |  | 29334 |  |  | 29334 | 73.51 3.88 4.80 15.09 | 73.51 | 3.88 | 4.8 | 15.09 | 73.51 | 3.88 | 4.8 | 15.09
29335 | 29335 | 4 mm² ditto.............................................................................................................................................................................. | [18 empty] | 101.85 |  |  | 7.08 |  |  | 8.22 |  | 27.16 |  | 29335 |  |  | 29335 | 101.85 7.08 8.22 27.16 | 101.85 | 7.08 | 8.22 | 27.16 | 101.85 | 7.08 | 8.22 | 27.16
29336 | 29336 | 6 mm² ditto.............................................................................................................................................................................. | [18 empty] | 121.55 |  |  | 7.08 |  |  | 8.22 |  | 27.16 |  | 29336 |  |  | 29336 | 121.55 7.08 8.22 27.16 | 121.55 | 7.08 | 8.22 | 27.16 | 121.55 | 7.08 | 8.22 | 27.16
29337 | 29337 | 10 mm² ditto............................................................................................................................................................................ | [18 empty] | 174.17 |  |  | 8.85 |  |  | 10.91 |  | 32.45 |  | 29337 |  |  | 29337 | 174.17 8.85 10.91 32.45 | 174.17 | 8.85 | 10.91 | 32.45 | 174.17 | 8.85 | 10.91 | 32.45
29338 | 29338 | 16 mm² ditto............................................................................................................................................................................ | [18 empty] | 213.40 |  |  | 8.85 |  |  | 10.91 |  | 32.45 |  | 29338 |  |  | 29338 | 213.40 8.85 10.91 32.45 | 213.4 | 8.85 | 10.91 | 32.45 | 213.4 | 8.85 | 10.91 | 32.45
29339 | 29339 | 25 mm² ditto............................................................................................................................................................................ | [18 empty] | 335.98 |  |  | 11.03 |  |  | 13.28 |  | 41.69 |  | 29339 |  |  | 29339 | 335.98 11.03 13.28 41.69 | 335.98 | 11.03 | 13.28 | 41.69 | 335.98 | 11.03 | 13.28 | 41.69
29340 | 29340 | 1.5 mm² 4-core........................................................................................................................................................................ | [18 empty] | 103.43 |  |  | 9.07 |  |  | 12.09 |  | 34.53 |  | 29340 |  |  | 29340 | 103.43 9.07 12.09 34.53 | 103.43 | 9.07 | 12.09 | 34.53 | 103.43 | 9.07 | 12.09 | 34.53
29341 | 29341 | 2.5 mm² ditto........................................................................................................................................................................... | [18 empty] | 119.32 |  |  | 10.44 |  |  | 12.82 |  | 36.41 |  | 29341 |  |  | 29341 | 119.32 10.44 12.82 36.41 | 119.32 | 10.44 | 12.82 | 36.41 | 119.32 | 10.44 | 12.82 | 36.41
29342 | 29342 | 4 mm² ditto.............................................................................................................................................................................. | [18 empty] | 148.83 |  |  | 10.73 |  |  | 13.23 |  | 38.30 |  | 29342 |  |  | 29342 | 148.83 10.73 13.23 38.30 | 148.83 | 10.73 | 13.23 | 38.3 | 148.83 | 10.73 | 13.23 | 38.3
29343 | 29343 | 6 mm² ditto.............................................................................................................................................................................. | [18 empty] | 188.32 |  |  | 11.17 |  |  | 13.78 |  | 39.46 |  | 29343 |  |  | 29343 | 188.32 11.17 13.78 39.46 | 188.32 | 11.17 | 13.78 | 39.46 | 188.32 | 11.17 | 13.78 | 39.46
29344 | 29344 | 10 mm² ditto............................................................................................................................................................................ | [18 empty] | 239.55 |  |  | 11.34 |  |  | 14.37 |  | 40.33 |  | 29344 |  |  | 29344 | 239.55 11.34 14.37 40.33 | 239.55 | 11.34 | 14.37 | 40.33 | 239.55 | 11.34 | 14.37 | 40.33
29345 | 29345 | 16 mm² ditto............................................................................................................................................................................ | [18 empty] | 338.11 |  |  | 11.64 |  |  | 14.87 |  | 41.69 |  | 29345 |  |  | 29345 | 338.11 11.64 14.87 41.69 | 338.11 | 11.64 | 14.87 | 41.69 | 338.11 | 11.64 | 14.87 | 41.69
29/16
29 | 29 | ELECTRICAL INSTALLATION - MAIN DISTRIBUTION SYSTEMS | [18 empty] | 29
| Item | Item
| CABLES (COPPER) (CONT'D) | [9 empty] | Take | [14 empty] | Take
| Supply | [22 empty] | down |  | down |  |  | Fix
| and | [22 empty] | and |  | and set |  |  | only
| 600/ 1000V XLPE/ SWA/ PVC cable to IEC 60502-1, c/w cleats or saddles or fixed to | [17 empty] | fix |  |  |  |  | clear |  | aside for
| cable trays (cable trays measured separately) : - | [11 empty] | away | [12 empty] | re-use
| A | [22 empty] | B |  | C |  |  | D
| Per linear metre |  |  |  |  | $ | [17 empty] | $ |  | $ |  |  | $
29346 | 29346 | 500 mm² 1-core....................................................................................................................................................................... | [18 empty] | 1,225.09 |  |  | 18.20 |  |  | 22.65 |  | 64.34 |  | 29346 |  |  | 29346 | 1,225.09 18.20 22.65 64.34 | 1225.09 | 18.2 | 22.65 | 64.34 | 1225.09 | 18.2 | 22.65 | 64.34
29347 | 29347 | 630 mm² ditto.......................................................................................................................................................................... | [18 empty] | 1,357.84 |  |  | 20.05 |  |  | 25.61 |  | 76.03 |  | 29347 |  |  | 29347 | 1,357.84 20.05 25.61 76.03 | 1357.84 | 20.05 | 25.61 | 76.03 | 1357.84 | 20.05 | 25.61 | 76.03
29348 | 29348 | 800 mm² ditto.......................................................................................................................................................................... | [18 empty] | 1,582.83 |  |  | 23.35 |  |  | 29.50 |  | 91.38 |  | 29348 |  |  | 29348 | 1,582.83 23.35 29.50 91.38 | 1582.83 | 23.35 | 29.5 | 91.38 | 1582.83 | 23.35 | 29.5 | 91.38
29349 | 29349 | 1000 mm² ditto........................................................................................................................................................................ | [18 empty] | 1,918.97 |  |  | 31.39 |  |  | 39.24 |  | 121.92 |  | 29349 |  |  | 29349 | 1,918.97 31.39 39.24 121.92 | 1918.97 | 31.39 | 39.24 | 121.92 | 1918.97 | 31.39 | 39.24 | 121.92
29350 | 29350 | 4 mm² 2-core.......................................................................................................................................................................... | [18 empty] | 82.15 |  |  | 13.00 |  |  | 15.93 |  | 44.82 |  | 29350 |  |  | 29350 | 82.15 13.00 15.93 44.82 | 82.15 | 13 | 15.93 | 44.82 | 82.15 | 13 | 15.93 | 44.82
29351 | 29351 | 6 mm² ditto............................................................................................................................................................................. | [18 empty] | 94.65 |  |  | 13.45 |  |  | 16.68 |  | 46.20 |  | 29351 |  |  | 29351 | 94.65 13.45 16.68 46.20 | 94.65 | 13.45 | 16.68 | 46.2 | 94.65 | 13.45 | 16.68 | 46.2
29352 | 29352 | 10 mm² ditto........................................................................................................................................................................... | [18 empty] | 131.20 |  |  | 13.52 |  |  | 16.73 |  | 49.67 |  | 29352 |  |  | 29352 | 131.20 13.52 16.73 49.67 | 131.2 | 13.52 | 16.73 | 49.67 | 131.2 | 13.52 | 16.73 | 49.67
29353 | 29353 | 16 mm² ditto............................................................................................................................................................................ | [18 empty] | 149.43 |  |  | 14.22 |  |  | 17.23 |  | 52.34 |  | 29353 |  |  | 29353 | 149.43 14.22 17.23 52.34 | 149.43 | 14.22 | 17.23 | 52.34 | 149.43 | 14.22 | 17.23 | 52.34
29354 | 29354 | 25 mm² ditto............................................................................................................................................................................ | [18 empty] | 224.87 |  |  | 14.82 |  |  | 17.80 |  | 53.50 |  | 29354 |  |  | 29354 | 224.87 14.82 17.80 53.50 | 224.87 | 14.82 | 17.8 | 53.5 | 224.87 | 14.82 | 17.8 | 53.5
29355 | 29355 | 35 mm² ditto........................................................................................................................................................................... | [18 empty] | 283.69 |  |  | 15.25 |  |  | 18.93 |  | 56.81 |  | 29355 |  |  | 29355 | 283.69 15.25 18.93 56.81 | 283.69 | 15.25 | 18.93 | 56.81 | 283.69 | 15.25 | 18.93 | 56.81
29356 | 29356 | 50 mm² ditto............................................................................................................................................................................ | [18 empty] | 376.25 |  |  | 18.85 |  |  | 23.73 |  | 67.31 |  | 29356 |  |  | 29356 | 376.25 18.85 23.73 67.31 | 376.25 | 18.85 | 23.73 | 67.31 | 376.25 | 18.85 | 23.73 | 67.31
29357 | 29357 | 70 mm² ditto............................................................................................................................................................................ | [18 empty] | 485.86 |  |  | 20.34 |  |  | 24.78 |  | 70.23 |  | 29357 |  |  | 29357 | 485.86 20.34 24.78 70.23 | 485.86 | 20.34 | 24.78 | 70.23 | 485.86 | 20.34 | 24.78 | 70.23
29358 | 29358 | 95 mm² ditto........................................................................................................................................................................... | [18 empty] | 588.71 |  |  | 21.72 |  |  | 26.29 |  | 74.85 |  | 29358 |  |  | 29358 | 588.71 21.72 26.29 74.85 | 588.71 | 21.72 | 26.29 | 74.85 | 588.71 | 21.72 | 26.29 | 74.85
29359 | 29359 | 4 mm² 4-core.......................................................................................................................................................................... | [18 empty] | 94.57 |  |  | 13.13 |  |  | 15.97 |  | 49.10 |  | 29359 |  |  | 29359 | 94.57 13.13 15.97 49.10 | 94.57 | 13.13 | 15.97 | 49.1 | 94.57 | 13.13 | 15.97 | 49.1
29360 | 29360 | 6 mm² ditto.............................................................................................................................................................................. | [18 empty] | 110.94 |  |  | 13.59 |  |  | 17.10 |  | 51.60 |  | 29360 |  |  | 29360 | 110.94 13.59 17.10 51.60 | 110.94 | 13.59 | 17.1 | 51.6 | 110.94 | 13.59 | 17.1 | 51.6
29361 | 29361 | 10 mm² ditto............................................................................................................................................................................ | [18 empty] | 135.73 |  |  | 14.55 |  |  | 18.02 |  | 52.98 |  | 29361 |  |  | 29361 | 135.73 14.55 18.02 52.98 | 135.73 | 14.55 | 18.02 | 52.98 | 135.73 | 14.55 | 18.02 | 52.98
29362 | 29362 | 16 mm² ditto............................................................................................................................................................................ | [18 empty] | 180.16 |  |  | 15.36 |  |  | 18.74 |  | 55.90 |  | 29362 |  |  | 29362 | 180.16 15.36 18.74 55.90 | 180.16 | 15.36 | 18.74 | 55.9 | 180.16 | 15.36 | 18.74 | 55.9
29363 | 29363 | 25 mm² ditto............................................................................................................................................................................ | [18 empty] | 215.40 |  |  | 16.17 |  |  | 19.57 |  | 57.96 |  | 29363 |  |  | 29363 | 215.40 16.17 19.57 57.96 | 215.4 | 16.17 | 19.57 | 57.96 | 215.4 | 16.17 | 19.57 | 57.96
29364 | 29364 | 35 mm² ditto............................................................................................................................................................................ | [18 empty] | 274.59 |  |  | 16.40 |  |  | 20.47 |  | 60.97 |  | 29364 |  |  | 29364 | 274.59 16.40 20.47 60.97 | 274.59 | 16.4 | 20.47 | 60.97 | 274.59 | 16.4 | 20.47 | 60.97
29365 | 29365 | 50 mm² ditto............................................................................................................................................................................ | [18 empty] | 366.31 |  |  | 20.77 |  |  | 25.86 |  | 74.08 |  | 29365 |  |  | 29365 | 366.31 20.77 25.86 74.08 | 366.31 | 20.77 | 25.86 | 74.08 | 366.31 | 20.77 | 25.86 | 74.08
29366 | 29366 | 70 mm² ditto............................................................................................................................................................................ | [18 empty] | 473.50 |  |  | 22.39 |  |  | 26.82 |  | 77.28 |  | 29366 |  |  | 29366 | 473.50 22.39 26.82 77.28 | 473.5 | 22.39 | 26.82 | 77.28 | 473.5 | 22.39 | 26.82 | 77.28
29367 | 29367 | 95 mm² ditto............................................................................................................................................................................ | [18 empty] | 575.59 |  |  | 23.68 |  |  | 28.07 |  | 82.37 |  | 29367 |  |  | 29367 | 575.59 23.68 28.07 82.37 | 575.59 | 23.68 | 28.07 | 82.37 | 575.59 | 23.68 | 28.07 | 82.37
29368 | 29368 | 120 mm² ditto.......................................................................................................................................................................... | [18 empty] | 694.90 |  |  | 24.52 |  |  | 29.95 |  | 87.14 |  | 29368 |  |  | 29368 | 694.90 24.52 29.95 87.14 | 694.9 | 24.52 | 29.95 | 87.14 | 694.9 | 24.52 | 29.95 | 87.14
29369 | 29369 | 150 mm² ditto.......................................................................................................................................................................... | [18 empty] | 935.72 |  |  | 25.37 |  |  | 30.65 |  | 90.41 |  | 29369 |  |  | 29369 | 935.72 25.37 30.65 90.41 | 935.72 | 25.37 | 30.65 | 90.41 | 935.72 | 25.37 | 30.65 | 90.41
29/17
29 | 29 | ELECTRICAL INSTALLATION - MAIN DISTRIBUTION SYSTEMS | [18 empty] | 29
| Item | Item
| CABLES (COPPER) (CONT'D) | [9 empty] | Take | [14 empty] | Take
| Supply | [22 empty] | down |  | down |  |  | Fix
| and | [22 empty] | and |  | and set |  |  | only
| 600/ 1000V XLPE/ SWA/ PVC cable to IEC 60502-1, c/w cleats or saddles or fixed to | [17 empty] | fix |  |  |  |  | clear |  | aside for
| cable trays (cable trays measured separately) : - (Cont'd) | [14 empty] | away | [9 empty] | re-use
| A | [22 empty] | B |  | C |  |  | D
| Per linear metre |  |  |  |  | $ | [17 empty] | $ |  | $ |  |  | $
29370 | 29370 | 185 mm² 4-core....................................................................................................................................................................... | [18 empty] | 983.55 |  |  | 26.59 |  |  | 31.27 |  | 93.36 |  | 29370 |  |  | 29370 | 983.55 26.59 31.27 93.36 | 983.55 | 26.59 | 31.27 | 93.36 | 983.55 | 26.59 | 31.27 | 93.36
29371 | 29371 | 240 mm² ditto.......................................................................................................................................................................... | [18 empty] | 1,240.66 |  |  | 27.59 |  |  | 33.36 |  | 101.50 |  | 29371 |  |  | 29371 | 1,240.66 27.59 33.36 101.50 | 1240.66 | 27.59 | 33.36 | 101.5 | 1240.66 | 27.59 | 33.36 | 101.5
29372 | 29372 | 300 mm² ditto.......................................................................................................................................................................... | [18 empty] | 1,467.73 |  |  | 30.12 |  |  | 35.45 |  | 109.17 |  | 29372 |  |  | 29372 | 1,467.73 30.12 35.45 109.17 | 1467.73 | 30.12 | 35.45 | 109.17 | 1467.73 | 30.12 | 35.45 | 109.17
29373 | 29373 | 400 mm² ditto.......................................................................................................................................................................... | [18 empty] | 1,835.55 |  |  | 31.02 |  |  | 37.53 |  | 114.40 |  | 29373 |  |  | 29373 | 1,835.55 31.02 37.53 114.40 | 1835.55 | 31.02 | 37.53 | 114.4 | 1835.55 | 31.02 | 37.53 | 114.4
600/ 1000V XLPE/ SWA/ PVC cable to IEC 60502-1, laid in trenches (including suitable
cable bed) or ducting (ducting, excavation and back-filling measured separately) : -
Per linear metre
29374 | 29374 | 4 mm² 2-core.......................................................................................................................................................................... | [18 empty] | 60.78 |  |  | 6.14 |  |  | 7.44 |  | 22.89 |  | 29374 |  |  | 29374 | 60.78 6.14 7.44 22.89 | 60.78 | 6.14 | 7.44 | 22.89 | 60.78 | 6.14 | 7.44 | 22.89
29375 | 29375 | 6 mm² ditto.............................................................................................................................................................................. | [18 empty] | 68.40 |  |  | 6.40 |  |  | 7.72 |  | 24.08 |  | 29375 |  |  | 29375 | 68.40 6.40 7.72 24.08 | 68.4 | 6.4 | 7.72 | 24.08 | 68.4 | 6.4 | 7.72 | 24.08
29376 | 29376 | 10 mm² ditto............................................................................................................................................................................ | [18 empty] | 104.95 |  |  | 6.75 |  |  | 8.09 |  | 24.93 |  | 29376 |  |  | 29376 | 104.95 6.75 8.09 24.93 | 104.95 | 6.75 | 8.09 | 24.93 | 104.95 | 6.75 | 8.09 | 24.93
29377 | 29377 | 16 mm² ditto............................................................................................................................................................................ | [18 empty] | 115.62 |  |  | 7.34 |  |  | 9.22 |  | 25.86 |  | 29377 |  |  | 29377 | 115.62 7.34 9.22 25.86 | 115.62 | 7.34 | 9.22 | 25.86 | 115.62 | 7.34 | 9.22 | 25.86
29378 | 29378 | 25 mm² ditto............................................................................................................................................................................ | [18 empty] | 191.05 |  |  | 7.48 |  |  | 9.37 |  | 26.72 |  | 29378 |  |  | 29378 | 191.05 7.48 9.37 26.72 | 191.05 | 7.48 | 9.37 | 26.72 | 191.05 | 7.48 | 9.37 | 26.72
29379 | 29379 | 35 mm² ditto............................................................................................................................................................................ | [18 empty] | 253.35 |  |  | 8.17 |  |  | 10.00 |  | 29.12 |  | 29379 |  |  | 29379 | 253.35 8.17 10.00 29.12 | 253.35 | 8.17 | 10 | 29.12 | 253.35 | 8.17 | 10 | 29.12
29380 | 29380 | 50 mm² ditto............................................................................................................................................................................ | [18 empty] | 338.15 |  |  | 9.35 |  |  | 11.24 |  | 30.65 |  | 29380 |  |  | 29380 | 338.15 9.35 11.24 30.65 | 338.15 | 9.35 | 11.24 | 30.65 | 338.15 | 9.35 | 11.24 | 30.65
29381 | 29381 | 70 mm² ditto............................................................................................................................................................................ | [18 empty] | 433.07 |  |  | 9.95 |  |  | 11.85 |  | 32.97 |  | 29381 |  |  | 29381 | 433.07 9.95 11.85 32.97 | 433.07 | 9.95 | 11.85 | 32.97 | 433.07 | 9.95 | 11.85 | 32.97
29382 | 29382 | 95 mm² ditto............................................................................................................................................................................ | [18 empty] | 541.27 |  |  | 10.55 |  |  | 13.00 |  | 35.35 |  | 29382 |  |  | 29382 | 541.27 10.55 13.00 35.35 | 541.27 | 10.55 | 13 | 35.35 | 541.27 | 10.55 | 13 | 35.35
29383 | 29383 | 4 mm² 4-core.......................................................................................................................................................................... | [18 empty] | 81.92 |  |  | 6.55 |  |  | 8.17 |  | 26.36 |  | 29383 |  |  | 29383 | 81.92 6.55 8.17 26.36 | 81.92 | 6.55 | 8.17 | 26.36 | 81.92 | 6.55 | 8.17 | 26.36
29384 | 29384 | 6 mm² ditto.............................................................................................................................................................................. | [18 empty] | 99.95 |  |  | 6.79 |  |  | 8.42 |  | 27.22 |  | 29384 |  |  | 29384 | 99.95 6.79 8.42 27.22 | 99.95 | 6.79 | 8.42 | 27.22 | 99.95 | 6.79 | 8.42 | 27.22
29385 | 29385 | 10 mm² ditto............................................................................................................................................................................ | [18 empty] | 123.24 |  |  | 7.08 |  |  | 8.76 |  | 28.05 |  | 29385 |  |  | 29385 | 123.24 7.08 8.76 28.05 | 123.24 | 7.08 | 8.76 | 28.05 | 123.24 | 7.08 | 8.76 | 28.05
29386 | 29386 | 16 mm² ditto............................................................................................................................................................................ | [18 empty] | 160.65 |  |  | 7.78 |  |  | 10.08 |  | 29.12 |  | 29386 |  |  | 29386 | 160.65 7.78 10.08 29.12 | 160.65 | 7.78 | 10.08 | 29.12 | 160.65 | 7.78 | 10.08 | 29.12
29387 | 29387 | 25 mm² ditto............................................................................................................................................................................ | [18 empty] | 203.74 |  |  | 7.78 |  |  | 10.25 |  | 30.05 |  | 29387 |  |  | 29387 | 203.74 7.78 10.25 30.05 | 203.74 | 7.78 | 10.25 | 30.05 | 203.74 | 7.78 | 10.25 | 30.05
29388 | 29388 | 35 mm² ditto............................................................................................................................................................................ | [18 empty] | 272.07 |  |  | 8.44 |  |  | 10.91 |  | 33.27 |  | 29388 |  |  | 29388 | 272.07 8.44 10.91 33.27 | 272.07 | 8.44 | 10.91 | 33.27 | 272.07 | 8.44 | 10.91 | 33.27
29389 | 29389 | 50 mm² ditto............................................................................................................................................................................ | [18 empty] | 365.26 |  |  | 9.62 |  |  | 12.13 |  | 35.54 |  | 29389 |  |  | 29389 | 365.26 9.62 12.13 35.54 | 365.26 | 9.62 | 12.13 | 35.54 | 365.26 | 9.62 | 12.13 | 35.54
29390 | 29390 | 70 mm² ditto............................................................................................................................................................................ | [18 empty] | 461.25 |  |  | 10.28 |  |  | 12.76 |  | 38.63 |  | 29390 |  |  | 29390 | 461.25 10.28 12.76 38.63 | 461.25 | 10.28 | 12.76 | 38.63 | 461.25 | 10.28 | 12.76 | 38.63
29391 | 29391 | 95 mm² ditto............................................................................................................................................................................ | [18 empty] | 573.60 |  |  | 10.87 |  |  | 13.98 |  | 41.88 |  | 29391 |  |  | 29391 | 573.60 10.87 13.98 41.88 | 573.6 | 10.87 | 13.98 | 41.88 | 573.6 | 10.87 | 13.98 | 41.88
29392 | 29392 | 120 mm² ditto.......................................................................................................................................................................... | [18 empty] | 723.35 |  |  | 11.50 |  |  | 15.10 |  | 46.73 |  | 29392 |  |  | 29392 | 723.35 11.50 15.10 46.73 | 723.35 | 11.5 | 15.1 | 46.73 | 723.35 | 11.5 | 15.1 | 46.73
29393 | 29393 | 150 mm² ditto.......................................................................................................................................................................... | [18 empty] | 993.10 |  |  | 13.23 |  |  | 16.81 |  | 51.04 |  | 29393 |  |  | 29393 | 993.10 13.23 16.81 51.04 | 993.1 | 13.23 | 16.81 | 51.04 | 993.1 | 13.23 | 16.81 | 51.04
29/18
29 | 29 | ELECTRICAL INSTALLATION - MAIN DISTRIBUTION SYSTEMS | [18 empty] | 29
| Item | Item
| CABLES (COPPER) (CONT'D) | [9 empty] | Take | [14 empty] | Take
| Supply | [22 empty] | down |  | down |  |  | Fix
| and | [22 empty] | and |  | and set |  |  | only
| 600/ 1000V XLPE/ SWA/ PVC cable to IEC 60502-1, laid in trenches (including suitable | [17 empty] | fix |  |  |  |  | clear |  | aside for
| cable bed) or ducting (ducting, excavation and back-filling measured separately) : - (Cont'd) | [17 empty] | away | [6 empty] | re-use
| A | [22 empty] | B |  | C |  |  | D
| Per linear metre |  |  |  |  | $ | [17 empty] | $ |  | $ |  |  | $
29394 | 29394 | 185 mm² 4-core....................................................................................................................................................................... | [18 empty] | 1,017.11 |  |  | 14.08 |  |  | 17.60 |  | 55.56 |  | 29394 |  |  | 29394 | 1,017.11 14.08 17.60 55.56 | 1017.11 | 14.08 | 17.6 | 55.56 | 1017.11 | 14.08 | 17.6 | 55.56
29395 | 29395 | 240 mm² ditto.......................................................................................................................................................................... | [18 empty] | 1,351.99 |  |  | 14.93 |  |  | 18.85 |  | 59.24 |  | 29395 |  |  | 29395 | 1,351.99 14.93 18.85 59.24 | 1351.99 | 14.93 | 18.85 | 59.24 | 1351.99 | 14.93 | 18.85 | 59.24
29396 | 29396 | 300 mm² ditto.......................................................................................................................................................................... | [18 empty] | 1,565.23 |  |  | 15.81 |  |  | 20.12 |  | 63.66 |  | 29396 |  |  | 29396 | 1,565.23 15.81 20.12 63.66 | 1565.23 | 15.81 | 20.12 | 63.66 | 1565.23 | 15.81 | 20.12 | 63.66
29397 | 29397 | 400 mm² ditto.......................................................................................................................................................................... | [18 empty] | 1,934.04 |  |  | 17.23 |  |  | 20.91 |  | 66.97 |  | 29397 |  |  | 29397 | 1,934.04 17.23 20.91 66.97 | 1934.04 | 17.23 | 20.91 | 66.97 | 1934.04 | 17.23 | 20.91 | 66.97
Multi-core twisted signal cable, AWG 24, unarmoured, c/w aluminum shield as : -
Per linear metre
29398 | 29398 | 1-pair....................................................................................................................................................................................... | [18 empty] | 31.35 |  |  | 6.41 |  |  | 7.83 |  | 23.91 |  | 29398 |  |  | 29398 | 31.35 6.41 7.83 23.91 | 31.35 | 6.41 | 7.83 | 23.91 | 31.35 | 6.41 | 7.83 | 23.91
29399 | 29399 | 6-pair....................................................................................................................................................................................... | [18 empty] | 91.51 |  |  | 16.42 |  |  | 21.05 |  | 64.11 |  | 29399 |  |  | 29399 | 91.51 16.42 21.05 64.11 | 91.51 | 16.42 | 21.05 | 64.11 | 91.51 | 16.42 | 21.05 | 64.11
29400 | 29400 | 10-pair..................................................................................................................................................................................... | [18 empty] | 119.65 |  |  | 19.19 |  |  | 22.87 |  | 73.78 |  | 29400 |  |  | 29400 | 119.65 19.19 22.87 73.78 | 119.65 | 19.19 | 22.87 | 73.78 | 119.65 | 19.19 | 22.87 | 73.78
Multi-core twisted signal cable, fire resistant, to IEC60331 as : -
Per linear metre
29401 | 29401 | 1.5 mm² 2-core........................................................................................................................................................................ | [18 empty] | 28.55 |  |  | 6.41 |  |  | 7.83 |  | 23.91 |  | 29401 |  |  | 29401 | 28.55 6.41 7.83 23.91 | 28.55 | 6.41 | 7.83 | 23.91 | 28.55 | 6.41 | 7.83 | 23.91
450/ 750V PVC insulated cable to IEC 60227, c/w brass buckle clips or brass
fasteners, or fixed to cable trays, or fixed in conduits/ trunkings (cable trays,
conduits and trunkings measured separately) : -
Per linear metre
29402 | 29402 | 1.5 mm² 1-core........................................................................................................................................................................ | [18 empty] | 7.67 |  |  | 1.25 |  |  | 1.67 |  | 5.14 |  | 29402 |  |  | 29402 | 7.67 1.25 1.67 5.14 | 7.67 | 1.25 | 1.67 | 5.14 | 7.67 | 1.25 | 1.67 | 5.14
29403 | 29403 | 2.5 mm² ditto........................................................................................................................................................................... | [18 empty] | 8.76 |  |  | 1.25 |  |  | 1.67 |  | 5.14 |  | 29403 |  |  | 29403 | 8.76 1.25 1.67 5.14 | 8.76 | 1.25 | 1.67 | 5.14 | 8.76 | 1.25 | 1.67 | 5.14
29404 | 29404 | 4 mm² ditto.............................................................................................................................................................................. | [18 empty] | 10.90 |  |  | 1.25 |  |  | 1.67 |  | 5.14 |  | 29404 |  |  | 29404 | 10.90 1.25 1.67 5.14 | 10.9 | 1.25 | 1.67 | 5.14 | 10.9 | 1.25 | 1.67 | 5.14
29405 | 29405 | 6 mm² ditto.............................................................................................................................................................................. | [18 empty] | 13.31 |  |  | 1.25 |  |  | 1.67 |  | 5.14 |  | 29405 |  |  | 29405 | 13.31 1.25 1.67 5.14 | 13.31 | 1.25 | 1.67 | 5.14 | 13.31 | 1.25 | 1.67 | 5.14
29406 | 29406 | 10 mm² ditto............................................................................................................................................................................ | [18 empty] | 23.40 |  |  | 1.25 |  |  | 1.67 |  | 5.14 |  | 29406 |  |  | 29406 | 23.40 1.25 1.67 5.14 | 23.4 | 1.25 | 1.67 | 5.14 | 23.4 | 1.25 | 1.67 | 5.14
29407 | 29407 | 16 mm² ditto............................................................................................................................................................................ | [18 empty] | 29.79 |  |  | 1.67 |  |  | 2.09 |  | 6.39 |  | 29407 |  |  | 29407 | 29.79 1.67 2.09 6.39 | 29.79 | 1.67 | 2.09 | 6.39 | 29.79 | 1.67 | 2.09 | 6.39
29408 | 29408 | 25 mm² ditto............................................................................................................................................................................ | [18 empty] | 42.37 |  |  | 1.67 |  |  | 2.09 |  | 6.39 |  | 29408 |  |  | 29408 | 42.37 1.67 2.09 6.39 | 42.37 | 1.67 | 2.09 | 6.39 | 42.37 | 1.67 | 2.09 | 6.39
29409 | 29409 | 35 mm² ditto............................................................................................................................................................................ | [18 empty] | 61.56 |  |  | 2.04 |  |  | 2.49 |  | 7.34 |  | 29409 |  |  | 29409 | 61.56 2.04 2.49 7.34 | 61.56 | 2.04 | 2.49 | 7.34 | 61.56 | 2.04 | 2.49 | 7.34
29410 | 29410 | 50 mm² ditto............................................................................................................................................................................ | [18 empty] | 79.57 |  |  | 2.04 |  |  | 2.49 |  | 7.34 |  | 29410 |  |  | 29410 | 79.57 2.04 2.49 7.34 | 79.57 | 2.04 | 2.49 | 7.34 | 79.57 | 2.04 | 2.49 | 7.34
29411 | 29411 | 70 mm² ditto............................................................................................................................................................................ | [18 empty] | 109.01 |  |  | 3.53 |  |  | 4.22 |  | 11.51 |  | 29411 |  |  | 29411 | 109.01 3.53 4.22 11.51 | 109.01 | 3.53 | 4.22 | 11.51 | 109.01 | 3.53 | 4.22 | 11.51
29412 | 29412 | 95 mm² ditto............................................................................................................................................................................ | [18 empty] | 152.00 |  |  | 4.35 |  |  | 4.99 |  | 15.68 |  | 29412 |  |  | 29412 | 152.00 4.35 4.99 15.68 | 152 | 4.35 | 4.99 | 15.68 | 152 | 4.35 | 4.99 | 15.68
29413 | 29413 | 120 mm² ditto.......................................................................................................................................................................... | [18 empty] | 207.51 |  |  | 5.27 |  |  | 7.24 |  | 18.86 |  | 29413 |  |  | 29413 | 207.51 5.27 7.24 18.86 | 207.51 | 5.27 | 7.24 | 18.86 | 207.51 | 5.27 | 7.24 | 18.86
29/19
29 | 29 | ELECTRICAL INSTALLATION - MAIN DISTRIBUTION SYSTEMS | [18 empty] | 29
| Item | Item
| CABLES (COPPER) (CONT'D) | [9 empty] | Take | [14 empty] | Take
| Supply | [22 empty] | down |  | down |  |  | Fix
| and | [22 empty] | and |  | and set |  |  | only
| Cast iron cable end boxes, double loop in type. Suitable for cables with maximum | [16 empty] | fix | [5 empty] | clear |  | aside for
| cross sectional area of conductor up to : - | [9 empty] | away | [14 empty] | re-use
| A | [22 empty] | B |  | C |  |  | D
| Each |  |  | $ | [19 empty] | $ |  | $ |  |  | $
29414 | 29414 | 2 x 16 mm² (conduit outlet)................................................................................................................................................... | [18 empty] | 800.77 |  |  | 103.27 |  |  | 128.85 |  | 389.29 |  | 29414 |  |  | 29414 | 800.77 103.27 128.85 389.29 | 800.77 | 103.27 | 128.85 | 389.29 | 800.77 | 103.27 | 128.85 | 389.29
29415 | 29415 | 2 x 16 mm² (PVC tails outlet)................................................................................................................................................ | [18 empty] | 872.96 |  |  | 119.21 |  |  | 149.01 |  | 451.82 |  | 29415 |  |  | 29415 | 872.96 119.21 149.01 451.82 | 872.96 | 119.21 | 149.01 | 451.82 | 872.96 | 119.21 | 149.01 | 451.82
29416 | 29416 | 16 mm² x 2-core (conduit outlet)............................................................................................................................................ | [18 empty] | 853.35 |  |  | 108.08 |  |  | 134.88 |  | 408.23 |  | 29416 |  |  | 29416 | 853.35 108.08 134.88 408.23 | 853.35 | 108.08 | 134.88 | 408.23 | 853.35 | 108.08 | 134.88 | 408.23
29417 | 29417 | 16 mm² x 2-core (PVC tails outlet)......................................................................................................................................... | [18 empty] | 910.61 |  |  | 122.74 |  |  | 153.70 |  | 465.12 |  | 29417 |  |  | 29417 | 910.61 122.74 153.70 465.12 | 910.61 | 122.74 | 153.7 | 465.12 | 910.61 | 122.74 | 153.7 | 465.12
29418 | 29418 | 1 x 16 mm² x 3-core (conduit outlet)...................................................................................................................................... | [18 empty] | 908.85 |  |  | 110.33 |  |  | 137.95 |  | 418.30 |  | 29418 |  |  | 29418 | 908.85 110.33 137.95 418.30 | 908.85 | 110.33 | 137.95 | 418.3 | 908.85 | 110.33 | 137.95 | 418.3
29419 | 29419 | 1 x 16 mm² x 3-core (PVC tails outlet).................................................................................................................................. | [18 empty] | 967.53 |  |  | 126.97 |  |  | 158.51 |  | 479.03 |  | 29419 |  |  | 29419 | 967.53 126.97 158.51 479.03 | 967.53 | 126.97 | 158.51 | 479.03 | 967.53 | 126.97 | 158.51 | 479.03
Cast iron cable end boxes, flat type, wall mounting : -
Each
29420 | 29420 | 16 mm² x 4-core...................................................................................................................................................................... | [18 empty] | 869.07 |  |  | 106.24 |  |  | 133.18 |  | 401.35 |  | 29420 |  |  | 29420 | 869.07 106.24 133.18 401.35 | 869.07 | 106.24 | 133.18 | 401.35 | 869.07 | 106.24 | 133.18 | 401.35
29421 | 29421 | 25 mm² x 4-core...................................................................................................................................................................... | [18 empty] | 923.92 |  |  | 112.64 |  |  | 141.20 |  | 426.37 |  | 29421 |  |  | 29421 | 923.92 112.64 141.20 426.37 | 923.92 | 112.64 | 141.2 | 426.37 | 923.92 | 112.64 | 141.2 | 426.37
29422 | 29422 | 35 - 50 mm² x 3-core............................................................................................................................................................... | [18 empty] | 1,058.69 |  |  | 120.40 |  |  | 150.64 |  | 454.79 |  | 29422 |  |  | 29422 | 1,058.69 120.40 150.64 454.79 | 1058.69 | 120.4 | 150.64 | 454.79 | 1058.69 | 120.4 | 150.64 | 454.79
29423 | 29423 | 35 - 50 mm² x 4-core............................................................................................................................................................... | [18 empty] | 1,221.54 |  |  | 131.76 |  |  | 164.67 |  | 498.96 |  | 29423 |  |  | 29423 | 1,221.54 131.76 164.67 498.96 | 1221.54 | 131.76 | 164.67 | 498.96 | 1221.54 | 131.76 | 164.67 | 498.96
29424 | 29424 | 70 mm² x 4-core...................................................................................................................................................................... | [18 empty] | 1,397.27 |  |  | 150.19 |  |  | 187.85 |  | 568.14 |  | 29424 |  |  | 29424 | 1,397.27 150.19 187.85 568.14 | 1397.27 | 150.19 | 187.85 | 568.14 | 1397.27 | 150.19 | 187.85 | 568.14
29425 | 29425 | 95 mm² x 4-core...................................................................................................................................................................... | [18 empty] | 1,516.06 |  |  | 158.92 |  |  | 198.67 |  | 602.03 |  | 29425 |  |  | 29425 | 1,516.06 158.92 198.67 602.03 | 1516.06 | 158.92 | 198.67 | 602.03 | 1516.06 | 158.92 | 198.67 | 602.03
29426 | 29426 | 120 - 150 mm² x 4-core........................................................................................................................................................... | [18 empty] | 1,724.20 |  |  | 162.42 |  |  | 203.33 |  | 615.98 |  | 29426 |  |  | 29426 | 1,724.20 162.42 203.33 615.98 | 1724.2 | 162.42 | 203.33 | 615.98 | 1724.2 | 162.42 | 203.33 | 615.98
29427 | 29427 | 185 mm² x 4-core.................................................................................................................................................................... | [18 empty] | 2,064.82 |  |  | 169.92 |  |  | 212.60 |  | 643.13 |  | 29427 |  |  | 29427 | 2,064.82 169.92 212.60 643.13 | 2064.82 | 169.92 | 212.6 | 643.13 | 2064.82 | 169.92 | 212.6 | 643.13
29428 | 29428 | 240 mm² x 4-core.................................................................................................................................................................... | [18 empty] | 2,429.78 |  |  | 189.16 |  |  | 236.66 |  | 715.79 |  | 29428 |  |  | 29428 | 2,429.78 189.16 236.66 715.79 | 2429.78 | 189.16 | 236.66 | 715.79 | 2429.78 | 189.16 | 236.66 | 715.79
29429 | 29429 | 300 mm² x 4-core.................................................................................................................................................................... | [18 empty] | 2,718.64 |  |  | 208.23 |  |  | 260.56 |  | 787.38 |  | 29429 |  |  | 29429 | 2,718.64 208.23 260.56 787.38 | 2718.64 | 208.23 | 260.56 | 787.38 | 2718.64 | 208.23 | 260.56 | 787.38
29/20
29 | 29 | ELECTRICAL INSTALLATION - MAIN DISTRIBUTION SYSTEMS | [18 empty] | 29
| Item | Item
SERVICE CABLE BOXES
| Take | [24 empty] | Take
| Supply | [22 empty] | down |  | down |  |  | Fix
| Service cable boxes, cast iron, for PVC insulated, sheathed and armoured cables, as | [17 empty] | and |  |  |  |  | and |  | and set |  |  | only
| comprising armoured bonds, claw connectors and filling with cold compound, fixed | [17 empty] | fix |  |  |  |  | clear |  | aside for
| complete. Suitable for cables with maximum cross sectional area of conductor up to : - | [17 empty] | away | [6 empty] | re-use
| A | [22 empty] | B |  | C |  |  | D
| Each |  |  | $ | [19 empty] | $ |  | $ |  |  | $
29430 | 29430 | 16 - 25 mm² 2-core.................................................................................................................................................................. | [18 empty] | 991.22 |  |  | 128.82 |  |  | - |  | 488.11 |  | 29430 |  |  | 29430 | 991.22 128.82 - 488.11 | 991.22 | 128.82 | #VALUE! | 488.11 | 991.22 | 128.82 | - | 488.11
29431 | 29431 | 35 - 50 mm² 2-core and 16 mm² 4-core.................................................................................................................................. | [18 empty] | 1,071.65 |  |  | 138.00 |  |  | - |  | 523.64 |  | 29431 |  |  | 29431 | 1,071.65 138.00 - 523.64 | 1071.65 | 138 | #VALUE! | 523.64 | 1071.65 | 138 | - | 523.64
29432 | 29432 | 70 - 95 mm² 2-core and 25 - 50 mm² 4-core........................................................................................................................... | [18 empty] | 1,396.72 |  |  | 152.55 |  |  | - |  | 565.30 |  | 29432 |  |  | 29432 | 1,396.72 152.55 - 565.30 | 1396.72 | 152.55 | #VALUE! | 565.3 | 1396.72 | 152.55 | - | 565.3
29433 | 29433 | 120 - 185 mm² 2-core and 70 - 120 mm² 4-core.................................................................................................................... | [18 empty] | 1,732.63 |  |  | 169.81 |  |  | - |  | 633.10 |  | 29433 |  |  | 29433 | 1,732.63 169.81 - 633.10 | 1732.63 | 169.81 | #VALUE! | 633.1 | 1732.63 | 169.81 | - | 633.1
29434 | 29434 | 240 - 300 mm² 2-core and 150 - 185 mm² 4-core.................................................................................................................. | [18 empty] | 2,477.24 |  |  | 192.34 |  |  | - |  | 727.33 |  | 29434 |  |  | 29434 | 2,477.24 192.34 - 727.33 | 2477.24 | 192.34 | #VALUE! | 727.33 | 2477.24 | 192.34 | - | 727.33
29435 | 29435 | 400 mm² 2-core and 240 - 300 mm² 4-core............................................................................................................................ | [18 empty] | 2,873.29 |  |  | 220.31 |  |  | - |  | 815.51 |  | 29435 |  |  | 29435 | 2,873.29 220.31 - 815.51 | 2873.29 | 220.31 | #VALUE! | 815.51 | 2873.29 | 220.31 | - | 815.51
Straight through boxes, cast iron for PVC insulated, sheathed and armoured cables
as comprising armoured bonds, jointing sleeves and filling with cold compounds,
fixed complete. Suitable for cables with maximum cross sectional area of conductors
up to : -
Each
29436 | 29436 | 16 - 25 mm² 2-core.................................................................................................................................................................. | [18 empty] | 920.23 |  |  | 128.80 |  |  | - |  | 492.03 |  | 29436 |  |  | 29436 | 920.23 128.80 - 492.03 | 920.23 | 128.8 | #VALUE! | 492.03 | 920.23 | 128.8 | - | 492.03
29437 | 29437 | 35 - 50 mm² 2-core and 16 mm² 4-core.................................................................................................................................. | [18 empty] | 1,106.06 |  |  | 140.57 |  |  | - |  | 536.55 |  | 29437 |  |  | 29437 | 1,106.06 140.57 - 536.55 | 1106.06 | 140.57 | #VALUE! | 536.55 | 1106.06 | 140.57 | - | 536.55
29438 | 29438 | 70 - 95 mm² 2-core and 25 - 50 mm² 4-core........................................................................................................................... | [18 empty] | 1,282.99 |  |  | 155.05 |  |  | - |  | 592.08 |  | 29438 |  |  | 29438 | 1,282.99 155.05 - 592.08 | 1282.99 | 155.05 | #VALUE! | 592.08 | 1282.99 | 155.05 | - | 592.08
29439 | 29439 | 120 - 185 mm² 2-core and 70 - 120 mm² 4-core.................................................................................................................... | [18 empty] | 1,714.72 |  |  | 170.11 |  |  | - |  | 649.79 |  | 29439 |  |  | 29439 | 1,714.72 170.11 - 649.79 | 1714.72 | 170.11 | #VALUE! | 649.79 | 1714.72 | 170.11 | - | 649.79
29440 | 29440 | 240 - 300 mm² 2-core and 150 - 185 mm² 4-core.................................................................................................................. | [18 empty] | 2,455.13 |  |  | 189.38 |  |  | - |  | 723.87 |  | 29440 |  |  | 29440 | 2,455.13 189.38 - 723.87 | 2455.13 | 189.38 | #VALUE! | 723.87 | 2455.13 | 189.38 | - | 723.87
29441 | 29441 | 400 mm² 2-core and 240 - 300 mm² 4-core............................................................................................................................ | [18 empty] | 3,193.48 |  |  | 218.25 |  |  | - |  | 833.75 |  | 29441 |  |  | 29441 | 3,193.48 218.25 - 833.75 | 3193.48 | 218.25 | #VALUE! | 833.75 | 3193.48 | 218.25 | - | 833.75
29/21
29 | 29 | ELECTRICAL INSTALLATION - MAIN DISTRIBUTION SYSTEMS | [18 empty] | 29
| Item | Item
SERVICE CABLE BOXES (CONT'D)
| Take | [24 empty] | Take
| Supply | [22 empty] | down |  | down |  |  | Fix
| Plastic straight through cable joint comprising armoured bonds, jointing sleeves and | [17 empty] | and |  |  |  |  | and |  | and set |  |  | only
| filling with cold compounds, fixed complete. Suitable for cables with maximum | [16 empty] | fix | [5 empty] | clear |  | aside for
| cross sectional area of conductor up to : - | [9 empty] | away | [14 empty] | re-use
| A | [22 empty] | B |  | C |  |  | D
| Each |  |  | $ | [19 empty] | $ |  | $ |  |  | $
29442 | 29442 | 1.5 - 4 mm² 2-core................................................................................................................................................................... | [18 empty] | 562.04 |  |  | 93.31 |  |  | - |  | 344.71 |  | 29442 |  |  | 29442 | 562.04 93.31 - 344.71 | 562.04 | 93.31 | #VALUE! | 344.71 | 562.04 | 93.31 | - | 344.71
29443 | 29443 | 6 - 10 mm² 2-core.................................................................................................................................................................... | [18 empty] | 607.44 |  |  | 104.55 |  |  | - |  | 391.13 |  | 29443 |  |  | 29443 | 607.44 104.55 - 391.13 | 607.44 | 104.55 | #VALUE! | 391.13 | 607.44 | 104.55 | - | 391.13
29444 | 29444 | 16 - 25 mm² 2-core.................................................................................................................................................................. | [18 empty] | 671.69 |  |  | 115.26 |  |  | - |  | 433.90 |  | 29444 |  |  | 29444 | 671.69 115.26 - 433.90 | 671.69 | 115.26 | #VALUE! | 433.9 | 671.69 | 115.26 | - | 433.9
29445 | 29445 | 35 - 50 mm² 2-core and 16 mm² 4-core.................................................................................................................................. | [18 empty] | 855.51 |  |  | 126.56 |  |  | - |  | 476.25 |  | 29445 |  |  | 29445 | 855.51 126.56 - 476.25 | 855.51 | 126.56 | #VALUE! | 476.25 | 855.51 | 126.56 | - | 476.25
29446 | 29446 | 70 - 95 mm² 2-core and 25 - 50 mm² 4-core........................................................................................................................... | [18 empty] | 1,047.49 |  |  | 141.18 |  |  | - |  | 531.56 |  | 29446 |  |  | 29446 | 1,047.49 141.18 - 531.56 | 1047.49 | 141.18 | #VALUE! | 531.56 | 1047.49 | 141.18 | - | 531.56
29447 | 29447 | 120 - 185 mm² 2-core and 70 - 120 mm² 4-core.................................................................................................................... | [18 empty] | 2,095.05 |  |  | 153.33 |  |  | - |  | 576.70 |  | 29447 |  |  | 29447 | 2,095.05 153.33 - 576.70 | 2095.05 | 153.33 | #VALUE! | 576.7 | 2095.05 | 153.33 | - | 576.7
29448 | 29448 | Link box for 240mm² 1 core MICS cable............................................................................................................................... | [18 empty] | 1,795.23 |  |  | 20.64 |  |  | 25.76 |  | 78.23 |  | 29448 |  |  | 29448 | 1,795.23 20.64 25.76 78.23 | 1795.23 | 20.64 | 25.76 | 78.23 | 1795.23 | 20.64 | 25.76 | 78.23
Plastic tee cable joint comprising armoured bonds, jointing sleeves and
filling with cold compounds, fixed complete. Suitable for cables with maximum
cross sectional area of conductor up to : -
Each
29449 | 29449 | 1.5 - 6 mm² 2-core................................................................................................................................................................... | [18 empty] | 908.96 |  |  | 91.42 |  |  | - |  | 337.75 |  | 29449 |  |  | 29449 | 908.96 91.42 - 337.75 | 908.96 | 91.42 | #VALUE! | 337.75 | 908.96 | 91.42 | - | 337.75
29/22
29 | 29 | ELECTRICAL INSTALLATION - MAIN DISTRIBUTION SYSTEMS | [18 empty] | 29
| Item | Item
| CABLE FIXING |  |  |  |  | Take | [19 empty] | Take
| Supply | [22 empty] | down |  | down |  |  | Fix
| and | [22 empty] | and |  | and set |  |  | only
| Terminating glands for PVC insulated steel wire armoured and PVC sheathed overall | [17 empty] | fix |  |  |  |  | clear |  | aside for
| c/w PVC shroud suitable for cable of overall diameter with maximum outer sheath of : - | [17 empty] | away | [6 empty] | re-use
| A | [22 empty] | B |  | C |  |  | D
| Each |  |  | $ | [19 empty] | $ |  | $ |  |  | $
29450 | 29450 | 500 mm² 1-core....................................................................................................................................................................... | [18 empty] | 160.48 |  |  | 29.99 |  |  | 37.33 |  | 115.18 |  | 29450 |  |  | 29450 | 160.48 29.99 37.33 115.18 | 160.48 | 29.99 | 37.33 | 115.18 | 160.48 | 29.99 | 37.33 | 115.18
29451 | 29451 | 630 mm² ditto.......................................................................................................................................................................... | [18 empty] | 160.48 |  |  | 29.99 |  |  | 37.33 |  | 115.18 |  | 29451 |  |  | 29451 | 160.48 29.99 37.33 115.18 | 160.48 | 29.99 | 37.33 | 115.18 | 160.48 | 29.99 | 37.33 | 115.18
29452 | 29452 | 800 mm² ditto.......................................................................................................................................................................... | [18 empty] | 216.81 |  |  | 36.72 |  |  | 45.86 |  | 135.05 |  | 29452 |  |  | 29452 | 216.81 36.72 45.86 135.05 | 216.81 | 36.72 | 45.86 | 135.05 | 216.81 | 36.72 | 45.86 | 135.05
29453 | 29453 | 1000 mm² ditto........................................................................................................................................................................ | [18 empty] | 241.80 |  |  | 42.58 |  |  | 54.30 |  | 158.51 |  | 29453 |  |  | 29453 | 241.80 42.58 54.30 158.51 | 241.8 | 42.58 | 54.3 | 158.51 | 241.8 | 42.58 | 54.3 | 158.51
29454 | 29454 | 1.5 - 4 mm² 2-core................................................................................................................................................................... | [18 empty] | 78.08 |  |  | 18.21 |  |  | 22.75 |  | 66.65 |  | 29454 |  |  | 29454 | 78.08 18.21 22.75 66.65 | 78.08 | 18.21 | 22.75 | 66.65 | 78.08 | 18.21 | 22.75 | 66.65
29455 | 29455 | 1.5 - 2.5 mm² 4-core, 6 - 10 mm² 2-core................................................................................................................................. | [18 empty] | 91.43 |  |  | 21.79 |  |  | 26.90 |  | 77.95 |  | 29455 |  |  | 29455 | 91.43 21.79 26.90 77.95 | 91.43 | 21.79 | 26.9 | 77.95 | 91.43 | 21.79 | 26.9 | 77.95
29456 | 29456 | 4 - 6 mm² 4-core, 16 - 35 mm² 2-core..................................................................................................................................... | [18 empty] | 104.30 |  |  | 23.43 |  |  | 30.01 |  | 86.08 |  | 29456 |  |  | 29456 | 104.30 23.43 30.01 86.08 | 104.3 | 23.43 | 30.01 | 86.08 | 104.3 | 23.43 | 30.01 | 86.08
29457 | 29457 | 10 - 35 mm² 4-core, 50 - 95 mm² 2-core................................................................................................................................. | [18 empty] | 124.04 |  |  | 27.21 |  |  | 33.96 |  | 100.51 |  | 29457 |  |  | 29457 | 124.04 27.21 33.96 100.51 | 124.04 | 27.21 | 33.96 | 100.51 | 124.04 | 27.21 | 33.96 | 100.51
29458 | 29458 | 50 - 95 mm² 4-core................................................................................................................................................................. | [18 empty] | 146.76 |  |  | 28.57 |  |  | 37.00 |  | 108.20 |  | 29458 |  |  | 29458 | 146.76 28.57 37.00 108.20 | 146.76 | 28.57 | 37 | 108.2 | 146.76 | 28.57 | 37 | 108.2
29459 | 29459 | 120 - 150 mm² ditto................................................................................................................................................................. | [18 empty] | 157.85 |  |  | 29.73 |  |  | 38.30 |  | 112.17 |  | 29459 |  |  | 29459 | 157.85 29.73 38.30 112.17 | 157.85 | 29.73 | 38.3 | 112.17 | 157.85 | 29.73 | 38.3 | 112.17
29460 | 29460 | 185 mm² ditto.......................................................................................................................................................................... | [18 empty] | 218.32 |  |  | 35.85 |  |  | 44.49 |  | 133.65 |  | 29460 |  |  | 29460 | 218.32 35.85 44.49 133.65 | 218.32 | 35.85 | 44.49 | 133.65 | 218.32 | 35.85 | 44.49 | 133.65
29461 | 29461 | 240 mm² ditto.......................................................................................................................................................................... | [18 empty] | 242.21 |  |  | 43.02 |  |  | 53.29 |  | 156.71 |  | 29461 |  |  | 29461 | 242.21 43.02 53.29 156.71 | 242.21 | 43.02 | 53.29 | 156.71 | 242.21 | 43.02 | 53.29 | 156.71
29462 | 29462 | 300 mm² ditto.......................................................................................................................................................................... | [18 empty] | 316.41 |  |  | 51.26 |  |  | 64.25 |  | 194.50 |  | 29462 |  |  | 29462 | 316.41 51.26 64.25 194.50 | 316.41 | 51.26 | 64.25 | 194.5 | 316.41 | 51.26 | 64.25 | 194.5
29463 | 29463 | 400 mm² ditto.......................................................................................................................................................................... | [18 empty] | 404.05 |  |  | 59.54 |  |  | 73.34 |  | 218.70 |  | 29463 |  |  | 29463 | 404.05 59.54 73.34 218.70 | 404.05 | 59.54 | 73.34 | 218.7 | 404.05 | 59.54 | 73.34 | 218.7
PVC shroud only for PVC / SWA / PVCS cable of size : -
Each
29464 | 29464 | 1.5 - 4 mm² 2-core................................................................................................................................................................... | [18 empty] | 8.68 |  |  | - |  |  | - |  | - |  | 29464 |  |  | 29464 | 8.68 - - - | 8.68 | #VALUE! | #VALUE! | #VALUE! | 8.68 | - | - | -
29465 | 29465 | 1.5 - 2.5 mm² 4-core, 6 - 10 mm² 2-core................................................................................................................................. | [18 empty] | 13.05 |  |  | - |  |  | - |  | - |  | 29465 |  |  | 29465 | 13.05 - - - | 13.05 | #VALUE! | #VALUE! | #VALUE! | 13.05 | - | - | -
29466 | 29466 | 4 - 6 mm² 4-core, 16 - 35 mm² 2-core..................................................................................................................................... | [18 empty] | 13.28 |  |  | - |  |  | - |  | - |  | 29466 |  |  | 29466 | 13.28 - - - | 13.28 | #VALUE! | #VALUE! | #VALUE! | 13.28 | - | - | -
29467 | 29467 | 10 - 35 mm² 4-core, 50 - 95 mm² 2-core................................................................................................................................. | [18 empty] | 23.72 |  |  | - |  |  | - |  | - |  | 29467 |  |  | 29467 | 23.72 - - - | 23.72 | #VALUE! | #VALUE! | #VALUE! | 23.72 | - | - | -
29468 | 29468 | 50 - 95 mm² 4-core.................................................................................................................................................................. | [18 empty] | 24.83 |  |  | - |  |  | - |  | - |  | 29468 |  |  | 29468 | 24.83 - - - | 24.83 | #VALUE! | #VALUE! | #VALUE! | 24.83 | - | - | -
29469 | 29469 | 120 - 150 mm² ditto................................................................................................................................................................. | [18 empty] | 31.17 |  |  | - |  |  | - |  | - |  | 29469 |  |  | 29469 | 31.17 - - - | 31.17 | #VALUE! | #VALUE! | #VALUE! | 31.17 | - | - | -
29470 | 29470 | 185 mm² ditto.......................................................................................................................................................................... | [18 empty] | 36.07 |  |  | - |  |  | - |  | - |  | 29470 |  |  | 29470 | 36.07 - - - | 36.07 | #VALUE! | #VALUE! | #VALUE! | 36.07 | - | - | -
29471 | 29471 | 240 mm² ditto.......................................................................................................................................................................... | [18 empty] | 42.25 |  |  | - |  |  | - |  | - |  | 29471 |  |  | 29471 | 42.25 - - - | 42.25 | #VALUE! | #VALUE! | #VALUE! | 42.25 | - | - | -
29472 | 29472 | 300 mm² ditto.......................................................................................................................................................................... | [18 empty] | 52.68 |  |  | - |  |  | - |  | - |  | 29472 |  |  | 29472 | 52.68 - - - | 52.68 | #VALUE! | #VALUE! | #VALUE! | 52.68 | - | - | -
29473 | 29473 | 400 mm² ditto.......................................................................................................................................................................... | [18 empty] | 57.83 |  |  | - |  |  | - |  | - |  | 29473 |  |  | 29473 | 57.83 - - - | 57.83 | #VALUE! | #VALUE! | #VALUE! | 57.83 | - | - | -
29/23
29 | 29 | ELECTRICAL INSTALLATION - MAIN DISTRIBUTION SYSTEMS | [18 empty] | 29
| Item | Item
| CABLE FIXING (CONT'D) | [9 empty] | Take | [14 empty] | Take
| Supply | [22 empty] | down |  | down |  |  | Fix
| and | [22 empty] | and |  | and set |  |  | only
| Saddle clips or bridge, heavy gauge tinned brass, fixed to wood battens with round | [17 empty] | fix |  |  |  |  | clear |  | aside for
| head brass screws (battens measured separately) : - | [12 empty] | away | [11 empty] | re-use
| A | [22 empty] | B |  | C |  |  | D
| Each |  |  | $ | [19 empty] | $ |  | $ |  |  | $
29474 | 29474 | 20 x 40 mm.............................................................................................................................................................................. | [18 empty] | 6.89 |  |  | 1.13 |  |  | 1.32 |  | 3.68 |  | 29474 |  |  | 29474 | 6.89 1.13 1.32 3.68 | 6.89 | 1.13 | 1.32 | 3.68 | 6.89 | 1.13 | 1.32 | 3.68
29475 | 29475 | 20 x 50 mm.............................................................................................................................................................................. | [18 empty] | 7.29 |  |  | 1.13 |  |  | 1.32 |  | 3.68 |  | 29475 |  |  | 29475 | 7.29 1.13 1.32 3.68 | 7.29 | 1.13 | 1.32 | 3.68 | 7.29 | 1.13 | 1.32 | 3.68
29476 | 29476 | 20 x 60 mm.............................................................................................................................................................................. | [18 empty] | 7.82 |  |  | 1.13 |  |  | 1.32 |  | 3.68 |  | 29476 |  |  | 29476 | 7.82 1.13 1.32 3.68 | 7.82 | 1.13 | 1.32 | 3.68 | 7.82 | 1.13 | 1.32 | 3.68
29477 | 29477 | 20 x 70 mm.............................................................................................................................................................................. | [18 empty] | 9.86 |  |  | 1.25 |  |  | 1.63 |  | 5.00 |  | 29477 |  |  | 29477 | 9.86 1.25 1.63 5.00 | 9.86 | 1.25 | 1.63 | 5 | 9.86 | 1.25 | 1.63 | 5
29478 | 29478 | 20 x 80 mm.............................................................................................................................................................................. | [18 empty] | 10.59 |  |  | 1.25 |  |  | 1.63 |  | 5.00 |  | 29478 |  |  | 29478 | 10.59 1.25 1.63 5.00 | 10.59 | 1.25 | 1.63 | 5 | 10.59 | 1.25 | 1.63 | 5
29479 | 29479 | 20 x 100 mm............................................................................................................................................................................ | [18 empty] | 11.42 |  |  | 1.25 |  |  | 1.63 |  | 5.00 |  | 29479 |  |  | 29479 | 11.42 1.25 1.63 5.00 | 11.42 | 1.25 | 1.63 | 5 | 11.42 | 1.25 | 1.63 | 5
29480 | 29480 | 20 x 120 mm............................................................................................................................................................................ | [18 empty] | 11.76 |  |  | 1.25 |  |  | 1.63 |  | 5.00 |  | 29480 |  |  | 29480 | 11.76 1.25 1.63 5.00 | 11.76 | 1.25 | 1.63 | 5 | 11.76 | 1.25 | 1.63 | 5
Complete termination for MICS cables : -
Including : -
| (a) |  |  | a complete seal, (brass pot, disc, compound and required number of 150 mm PVC
insulating sleeves for the conductor) and
| (b) |  |  | a complete gland (gland body, gland nut and compression ring).
Each
29481 | 29481 | 6 mm² 1-core........................................................................................................................................................................... | [18 empty] | 55.57 |  |  | 11.62 |  |  | 14.82 |  | 45.14 |  | 29481 |  |  | 29481 | 55.57 11.62 14.82 45.14 | 55.57 | 11.62 | 14.82 | 45.14 | 55.57 | 11.62 | 14.82 | 45.14
29482 | 29482 | 10 mm² ditto............................................................................................................................................................................ | [18 empty] | 64.92 |  |  | 12.27 |  |  | 15.58 |  | 47.25 |  | 29482 |  |  | 29482 | 64.92 12.27 15.58 47.25 | 64.92 | 12.27 | 15.58 | 47.25 | 64.92 | 12.27 | 15.58 | 47.25
29483 | 29483 | 16 mm² ditto............................................................................................................................................................................ | [18 empty] | 78.10 |  |  | 13.62 |  |  | 16.84 |  | 50.57 |  | 29483 |  |  | 29483 | 78.10 13.62 16.84 50.57 | 78.1 | 13.62 | 16.84 | 50.57 | 78.1 | 13.62 | 16.84 | 50.57
29484 | 29484 | 25 mm² ditto............................................................................................................................................................................ | [18 empty] | 83.12 |  |  | 14.35 |  |  | 17.66 |  | 55.22 |  | 29484 |  |  | 29484 | 83.12 14.35 17.66 55.22 | 83.12 | 14.35 | 17.66 | 55.22 | 83.12 | 14.35 | 17.66 | 55.22
29485 | 29485 | 35 - 50 mm² ditto..................................................................................................................................................................... | [18 empty] | 94.67 |  |  | 15.60 |  |  | 19.85 |  | 60.61 |  | 29485 |  |  | 29485 | 94.67 15.60 19.85 60.61 | 94.67 | 15.6 | 19.85 | 60.61 | 94.67 | 15.6 | 19.85 | 60.61
29486 | 29486 | 70 mm² ditto............................................................................................................................................................................ | [18 empty] | 103.23 |  |  | 18.12 |  |  | 22.07 |  | 67.88 |  | 29486 |  |  | 29486 | 103.23 18.12 22.07 67.88 | 103.23 | 18.12 | 22.07 | 67.88 | 103.23 | 18.12 | 22.07 | 67.88
29487 | 29487 | 95 mm² ditto............................................................................................................................................................................ | [18 empty] | 108.81 |  |  | 18.85 |  |  | 24.02 |  | 72.05 |  | 29487 |  |  | 29487 | 108.81 18.85 24.02 72.05 | 108.81 | 18.85 | 24.02 | 72.05 | 108.81 | 18.85 | 24.02 | 72.05
29488 | 29488 | 120 mm² ditto.......................................................................................................................................................................... | [18 empty] | 114.10 |  |  | 20.05 |  |  | 24.78 |  | 76.98 |  | 29488 |  |  | 29488 | 114.10 20.05 24.78 76.98 | 114.1 | 20.05 | 24.78 | 76.98 | 114.1 | 20.05 | 24.78 | 76.98
29489 | 29489 | 150 mm² ditto.......................................................................................................................................................................... | [18 empty] | 127.87 |  |  | 21.33 |  |  | 25.84 |  | 81.81 |  | 29489 |  |  | 29489 | 127.87 21.33 25.84 81.81 | 127.87 | 21.33 | 25.84 | 81.81 | 127.87 | 21.33 | 25.84 | 81.81
29490 | 29490 | 185 mm² ditto.......................................................................................................................................................................... | [18 empty] | 144.27 |  |  | 22.00 |  |  | 27.54 |  | 87.04 |  | 29490 |  |  | 29490 | 144.27 22.00 27.54 87.04 | 144.27 | 22 | 27.54 | 87.04 | 144.27 | 22 | 27.54 | 87.04
29491 | 29491 | 240 mm² ditto.......................................................................................................................................................................... | [18 empty] | 169.63 |  |  | 22.66 |  |  | 27.81 |  | 89.83 |  | 29491 |  |  | 29491 | 169.63 22.66 27.81 89.83 | 169.63 | 22.66 | 27.81 | 89.83 | 169.63 | 22.66 | 27.81 | 89.83
29/24
29 | 29 | ELECTRICAL INSTALLATION - MAIN DISTRIBUTION SYSTEMS | [18 empty] | 29
| Item | Item
CABLE FIXING (CONT'D)
| Complete termination for MICS cables : - (Cont'd) | [12 empty] | Take | [11 empty] | Take
| Supply | [22 empty] | down |  | down |  |  | Fix
| Including : - |  |  |  | and | [18 empty] | and |  | and set |  |  | only
| fix | [22 empty] | clear |  | aside for
| (a) |  |  | a complete seal, (brass pot, disc, compound and required number of 150 mm PVC | [14 empty] | away | [6 empty] | re-use
insulating sleeves for the conductor) and
| (b |  |  | a complete gland (gland body, gland nut and compression ring).
| A | [22 empty] | B |  | C |  |  | D
| Each |  |  | $ | [19 empty] | $ |  | $ |  |  | $
29492 | 29492 | 1 mm² 2-core........................................................................................................................................................................... | [18 empty] | 88.13 |  |  | 14.71 |  |  | 17.93 |  | 54.60 |  | 29492 |  |  | 29492 | 88.13 14.71 17.93 54.60 | 88.13 | 14.71 | 17.93 | 54.6 | 88.13 | 14.71 | 17.93 | 54.6
29493 | 29493 | 1.5 mm² ditto........................................................................................................................................................................... | [18 empty] | 91.81 |  |  | 15.36 |  |  | 19.52 |  | 58.30 |  | 29493 |  |  | 29493 | 91.81 15.36 19.52 58.30 | 91.81 | 15.36 | 19.52 | 58.3 | 91.81 | 15.36 | 19.52 | 58.3
29494 | 29494 | 2.5 mm² ditto........................................................................................................................................................................... | [18 empty] | 99.20 |  |  | 16.64 |  |  | 20.32 |  | 63.83 |  | 29494 |  |  | 29494 | 99.20 16.64 20.32 63.83 | 99.2 | 16.64 | 20.32 | 63.83 | 99.2 | 16.64 | 20.32 | 63.83
29495 | 29495 | 4 mm² ditto.............................................................................................................................................................................. | [18 empty] | 104.26 |  |  | 18.08 |  |  | 22.36 |  | 68.12 |  | 29495 |  |  | 29495 | 104.26 18.08 22.36 68.12 | 104.26 | 18.08 | 22.36 | 68.12 | 104.26 | 18.08 | 22.36 | 68.12
29496 | 29496 | 6 mm² ditto.............................................................................................................................................................................. | [18 empty] | 108.89 |  |  | 18.86 |  |  | 24.05 |  | 72.05 |  | 29496 |  |  | 29496 | 108.89 18.86 24.05 72.05 | 108.89 | 18.86 | 24.05 | 72.05 | 108.89 | 18.86 | 24.05 | 72.05
29497 | 29497 | 10 mm² ditto............................................................................................................................................................................ | [18 empty] | 110.04 |  |  | 18.86 |  |  | 24.05 |  | 73.37 |  | 29497 |  |  | 29497 | 110.04 18.86 24.05 73.37 | 110.04 | 18.86 | 24.05 | 73.37 | 110.04 | 18.86 | 24.05 | 73.37
29498 | 29498 | 16 mm² ditto............................................................................................................................................................................ | [18 empty] | 118.49 |  |  | 19.50 |  |  | 24.80 |  | 78.19 |  | 29498 |  |  | 29498 | 118.49 19.50 24.80 78.19 | 118.49 | 19.5 | 24.8 | 78.19 | 118.49 | 19.5 | 24.8 | 78.19
29499 | 29499 | 25 mm² ditto............................................................................................................................................................................ | [18 empty] | 124.18 |  |  | 21.57 |  |  | 26.40 |  | 82.68 |  | 29499 |  |  | 29499 | 124.18 21.57 26.40 82.68 | 124.18 | 21.57 | 26.4 | 82.68 | 124.18 | 21.57 | 26.4 | 82.68
29500 | 29500 | 1.5 mm² 4-core........................................................................................................................................................................ | [18 empty] | 106.31 |  |  | 17.93 |  |  | 21.92 |  | 65.98 |  | 29500 |  |  | 29500 | 106.31 17.93 21.92 65.98 | 106.31 | 17.93 | 21.92 | 65.98 | 106.31 | 17.93 | 21.92 | 65.98
29501 | 29501 | 2.5 mm² ditto........................................................................................................................................................................... | [18 empty] | 112.62 |  |  | 18.86 |  |  | 23.64 |  | 71.56 |  | 29501 |  |  | 29501 | 112.62 18.86 23.64 71.56 | 112.62 | 18.86 | 23.64 | 71.56 | 112.62 | 18.86 | 23.64 | 71.56
29502 | 29502 | 4 mm² ditto.............................................................................................................................................................................. | [18 empty] | 116.48 |  |  | 19.11 |  |  | 24.00 |  | 73.76 |  | 29502 |  |  | 29502 | 116.48 19.11 24.00 73.76 | 116.48 | 19.11 | 24 | 73.76 | 116.48 | 19.11 | 24 | 73.76
29503 | 29503 | 6 mm² ditto.............................................................................................................................................................................. | [18 empty] | 119.83 |  |  | 20.27 |  |  | 25.09 |  | 76.24 |  | 29503 |  |  | 29503 | 119.83 20.27 25.09 76.24 | 119.83 | 20.27 | 25.09 | 76.24 | 119.83 | 20.27 | 25.09 | 76.24
29504 | 29504 | 10 mm² ditto............................................................................................................................................................................ | [18 empty] | 123.95 |  |  | 20.27 |  |  | 25.09 |  | 78.82 |  | 29504 |  |  | 29504 | 123.95 20.27 25.09 78.82 | 123.95 | 20.27 | 25.09 | 78.82 | 123.95 | 20.27 | 25.09 | 78.82
29505 | 29505 | 16 mm² ditto............................................................................................................................................................................ | [18 empty] | 129.72 |  |  | 21.57 |  |  | 26.12 |  | 83.34 |  | 29505 |  |  | 29505 | 129.72 21.57 26.12 83.34 | 129.72 | 21.57 | 26.12 | 83.34 | 129.72 | 21.57 | 26.12 | 83.34
29506 | 29506 | 25 mm² ditto............................................................................................................................................................................ | [18 empty] | 158.32 |  |  | 22.22 |  |  | 27.90 |  | 88.93 |  | 29506 |  |  | 29506 | 158.32 22.22 27.90 88.93 | 158.32 | 22.22 | 27.9 | 88.93 | 158.32 | 22.22 | 27.9 | 88.93
Cables cleats, 2-bolt cleat for cable with overall diameter of the following : -
Each
29507 | 29507 | 50 mm - 75 mm....................................................................................................................................................................... | [18 empty] | 28.84 |  |  | 4.93 |  |  | 6.33 |  | 17.66 |  | 29507 |  |  | 29507 | 28.84 4.93 6.33 17.66 | 28.84 | 4.93 | 6.33 | 17.66 | 28.84 | 4.93 | 6.33 | 17.66
29508 | 29508 | 75 mm - 100 mm..................................................................................................................................................................... | [18 empty] | 43.65 |  |  | 6.21 |  |  | 7.66 |  | 23.56 |  | 29508 |  |  | 29508 | 43.65 6.21 7.66 23.56 | 43.65 | 6.21 | 7.66 | 23.56 | 43.65 | 6.21 | 7.66 | 23.56
Cable tiles approved type (sample to be produced) : -
Each
29509 | 29509 | 450 x 100 x 25 mm................................................................................................................................................................. | [18 empty] | 16.32 |  |  | 1.26 |  |  | 1.71 |  | 5.09 |  | 29509 |  |  | 29509 | 16.32 1.26 1.71 5.09 | 16.32 | 1.26 | 1.71 | 5.09 | 16.32 | 1.26 | 1.71 | 5.09
29510 | 29510 | 600 x 175 x 50 mm................................................................................................................................................................. | [18 empty] | 25.35 |  |  | 1.71 |  |  | 2.53 |  | 7.64 |  | 29510 |  |  | 29510 | 25.35 1.71 2.53 7.64 | 25.35 | 1.71 | 2.53 | 7.64 | 25.35 | 1.71 | 2.53 | 7.64
29/25
29 | 29 | ELECTRICAL INSTALLATION - MAIN DISTRIBUTION SYSTEMS | [18 empty] | 29
| Item | Item
| CABLE FIXING (CONT'D) | [9 empty] | Take | [14 empty] | Take
| Supply | [22 empty] | down |  | down |  |  | Fix
| and | [22 empty] | and |  | and set |  |  | only
| Cable sockets, forged copper, tinned, for the following size single core cables : - | [16 empty] | fix | [5 empty] | clear |  | aside for
| away | [24 empty] | re-use
| A | [22 empty] | B |  | C |  |  | D
| Each |  |  | $ | [19 empty] | $ |  | $ |  |  | $
29511 | 29511 | 2.5 mm².................................................................................................................................................................................... | [18 empty] | 7.50 |  |  | - |  |  | - |  | 7.05 |  | 29511 |  |  | 29511 | 7.50 - - 7.05 | 7.5 | #VALUE! | #VALUE! | 7.05 | 7.5 | - | - | 7.05
29512 | 29512 | 4 mm²....................................................................................................................................................................................... | [18 empty] | 10.77 |  |  | - |  |  | - |  | 10.06 |  | 29512 |  |  | 29512 | 10.77 - - 10.06 | 10.77 | #VALUE! | #VALUE! | 10.06 | 10.77 | - | - | 10.06
29513 | 29513 | 6 mm² ...................................................................................................................................................................................... | [18 empty] | 10.95 |  |  | - |  |  | - |  | 10.17 |  | 29513 |  |  | 29513 | 10.95 - - 10.17 | 10.95 | #VALUE! | #VALUE! | 10.17 | 10.95 | - | - | 10.17
29514 | 29514 | 10 mm²..................................................................................................................................................................................... | [18 empty] | 12.15 |  |  | - |  |  | - |  | 11.46 |  | 29514 |  |  | 29514 | 12.15 - - 11.46 | 12.15 | #VALUE! | #VALUE! | 11.46 | 12.15 | - | - | 11.46
29515 | 29515 | 16 mm²..................................................................................................................................................................................... | [18 empty] | 13.49 |  |  | - |  |  | - |  | 12.46 |  | 29515 |  |  | 29515 | 13.49 - - 12.46 | 13.49 | #VALUE! | #VALUE! | 12.46 | 13.49 | - | - | 12.46
29516 | 29516 | 25 mm²..................................................................................................................................................................................... | [18 empty] | 14.04 |  |  | - |  |  | - |  | 12.53 |  | 29516 |  |  | 29516 | 14.04 - - 12.53 | 14.04 | #VALUE! | #VALUE! | 12.53 | 14.04 | - | - | 12.53
29517 | 29517 | 35 mm²..................................................................................................................................................................................... | [18 empty] | 18.19 |  |  | - |  |  | - |  | 16.36 |  | 29517 |  |  | 29517 | 18.19 - - 16.36 | 18.19 | #VALUE! | #VALUE! | 16.36 | 18.19 | - | - | 16.36
29518 | 29518 | 50 mm²..................................................................................................................................................................................... | [18 empty] | 21.33 |  |  | - |  |  | - |  | 18.39 |  | 29518 |  |  | 29518 | 21.33 - - 18.39 | 21.33 | #VALUE! | #VALUE! | 18.39 | 21.33 | - | - | 18.39
29519 | 29519 | 70 mm²..................................................................................................................................................................................... | [18 empty] | 27.28 |  |  | - |  |  | - |  | 22.17 |  | 29519 |  |  | 29519 | 27.28 - - 22.17 | 27.28 | #VALUE! | #VALUE! | 22.17 | 27.28 | - | - | 22.17
29520 | 29520 | 95 mm²..................................................................................................................................................................................... | [18 empty] | 34.37 |  |  | - |  |  | - |  | 27.71 |  | 29520 |  |  | 29520 | 34.37 - - 27.71 | 34.37 | #VALUE! | #VALUE! | 27.71 | 34.37 | - | - | 27.71
29521 | 29521 | 120 mm².................................................................................................................................................................................. | [18 empty] | 42.09 |  |  | - |  |  | - |  | 32.49 |  | 29521 |  |  | 29521 | 42.09 - - 32.49 | 42.09 | #VALUE! | #VALUE! | 32.49 | 42.09 | - | - | 32.49
29522 | 29522 | 150 mm².................................................................................................................................................................................. | [18 empty] | 49.13 |  |  | - |  |  | - |  | 36.41 |  | 29522 |  |  | 29522 | 49.13 - - 36.41 | 49.13 | #VALUE! | #VALUE! | 36.41 | 49.13 | - | - | 36.41
29523 | 29523 | 185 mm².................................................................................................................................................................................. | [18 empty] | 58.66 |  |  | - |  |  | - |  | 41.83 |  | 29523 |  |  | 29523 | 58.66 - - 41.83 | 58.66 | #VALUE! | #VALUE! | 41.83 | 58.66 | - | - | 41.83
29524 | 29524 | 240 mm².................................................................................................................................................................................. | [18 empty] | 70.88 |  |  | - |  |  | - |  | 46.70 |  | 29524 |  |  | 29524 | 70.88 - - 46.70 | 70.88 | #VALUE! | #VALUE! | 46.7 | 70.88 | - | - | 46.7
29525 | 29525 | 300 mm².................................................................................................................................................................................. | [18 empty] | 86.41 |  |  | - |  |  | - |  | 52.59 |  | 29525 |  |  | 29525 | 86.41 - - 52.59 | 86.41 | #VALUE! | #VALUE! | 52.59 | 86.41 | - | - | 52.59
29526 | 29526 | 400 mm².................................................................................................................................................................................. | [18 empty] | 110.33 |  |  | - |  |  | - |  | 61.05 |  | 29526 |  |  | 29526 | 110.33 - - 61.05 | 110.33 | #VALUE! | #VALUE! | 61.05 | 110.33 | - | - | 61.05
29527 | 29527 | 500 mm².................................................................................................................................................................................. | [18 empty] | 134.70 |  |  | - |  |  | - |  | 67.53 |  | 29527 |  |  | 29527 | 134.70 - - 67.53 | 134.7 | #VALUE! | #VALUE! | 67.53 | 134.7 | - | - | 67.53
29528 | 29528 | 630 mm².................................................................................................................................................................................. | [18 empty] | 181.38 |  |  | - |  |  | - |  | 74.91 |  | 29528 |  |  | 29528 | 181.38 - - 74.91 | 181.38 | #VALUE! | #VALUE! | 74.91 | 181.38 | - | - | 74.91
29529 | 29529 | 800 mm².................................................................................................................................................................................. | [18 empty] | 280.93 |  |  | - |  |  | - |  | 85.05 |  | 29529 |  |  | 29529 | 280.93 - - 85.05 | 280.93 | #VALUE! | #VALUE! | 85.05 | 280.93 | - | - | 85.05
29530 | 29530 | 1000 mm²................................................................................................................................................................................ | [18 empty] | 360.28 |  |  | - |  |  | - |  | 98.85 |  | 29530 |  |  | 29530 | 360.28 - - 98.85 | 360.28 | #VALUE! | #VALUE! | 98.85 | 360.28 | - | - | 98.85
Cable marker : -
Each
29531 | 29531 | Concrete cable marker 230 x 180 x 100 mm.......................................................................................................................... | [18 empty] | 56.46 |  |  | 2.78 |  |  | 3.38 |  | 9.54 |  | 29531 |  |  | 29531 | 56.46 2.78 3.38 9.54 | 56.46 | 2.78 | 3.38 | 9.54 | 56.46 | 2.78 | 3.38 | 9.54
29532 | 29532 | Cable tape off unit with insulating shroud............................................................................................................................. | [18 empty] | 83.92 |  |  | 8.09 |  |  | 10.16 |  | 30.98 |  | 29532 |  |  | 29532 | 83.92 8.09 10.16 30.98 | 83.92 | 8.09 | 10.16 | 30.98 | 83.92 | 8.09 | 10.16 | 30.98
Jointing compound : -
Per kg
29533 | 29533 | Jointing compound, cold pouring (Supply only).................................................................................................................... | [18 empty] | 131.21 |  |  | - |  |  | - |  | - |  | 29533 |  |  | 29533 | 131.21 - - - | 131.21 | #VALUE! | #VALUE! | #VALUE! | 131.21 | - | - | -
29/26
29 | 29 | ELECTRICAL INSTALLATION - MAIN DISTRIBUTION SYSTEMS | [18 empty] | 29
| Item | Item
BUSBAR TRUNKING AND BUS DUCT
| Take | [24 empty] | Take
| Supply | [22 empty] | down |  | down |  |  | Fix
| Busbar trunking, IP54, all-insulated, TPN, c/w ends, elbows and tee units, etc., | [16 empty] | and | [5 empty] | and |  | and set |  |  | only
| copper busbar, trunking, supports, hangers, fixing accessories, labels and warning | [16 empty] | fix | [5 empty] | clear |  | aside for
| notice of the rated current : - | [9 empty] | away | [14 empty] | re-use
| A | [22 empty] | B |  | C |  |  | D
| Per linear metre |  |  |  |  | $ | [17 empty] | $ |  | $ |  |  | $
29534 | 29534 | 600A........................................................................................................................................................................................ | [18 empty] | 5,364.35 |  |  | 98.37 |  |  | 146.99 |  | 513.91 |  | 29534 |  |  | 29534 | 5,364.35 98.37 146.99 513.91 | 5364.35 | 98.37 | 146.99 | 513.91 | 5364.35 | 98.37 | 146.99 | 513.91
29535 | 29535 | 800A........................................................................................................................................................................................ | [18 empty] | 5,659.52 |  |  | 171.52 |  |  | 219.57 |  | 770.74 |  | 29535 |  |  | 29535 | 5,659.52 171.52 219.57 770.74 | 5659.52 | 171.52 | 219.57 | 770.74 | 5659.52 | 171.52 | 219.57 | 770.74
29536 | 29536 | 1000A...................................................................................................................................................................................... | [18 empty] | 6,512.72 |  |  | 198.96 |  |  | 254.78 |  | 897.88 |  | 29536 |  |  | 29536 | 6,512.72 198.96 254.78 897.88 | 6512.72 | 198.96 | 254.78 | 897.88 | 6512.72 | 198.96 | 254.78 | 897.88
29537 | 29537 | 1200A...................................................................................................................................................................................... | [18 empty] | 8,107.01 |  |  | 227.18 |  |  | 291.43 |  | 1,027.73 |  | 29537 |  |  | 29537 | 8,107.01 227.18 291.43 1,027.73 | 8107.01 | 227.18 | 291.43 | 1027.73 | 8107.01 | 227.18 | 291.43 | 1027.73
29538 | 29538 | 1350A...................................................................................................................................................................................... | [18 empty] | 8,906.54 |  |  | 245.75 |  |  | 314.50 |  | 1,098.16 |  | 29538 |  |  | 29538 | 8,906.54 245.75 314.50 1,098.16 | 8906.54 | 245.75 | 314.5 | 1098.16 | 8906.54 | 245.75 | 314.5 | 1098.16
29539 | 29539 | 1600A...................................................................................................................................................................................... | [18 empty] | 10,288.42 |  |  | 272.53 |  |  | 348.12 |  | 1,214.12 |  | 29539 |  |  | 29539 | 10,288.42 272.53 348.12 1,214.12 | 10288.42 | 272.53 | 348.12 | 1214.12 | 10288.42 | 272.53 | 348.12 | 1214.12
29540 | 29540 | 2000A...................................................................................................................................................................................... | [18 empty] | 12,081.49 |  |  | 299.29 |  |  | 382.48 |  | 1,337.80 |  | 29540 |  |  | 29540 | 12,081.49 299.29 382.48 1,337.80 | 12081.49 | 299.29 | 382.48 | 1337.8 | 12081.49 | 299.29 | 382.48 | 1337.8
29541 | 29541 | 2500A...................................................................................................................................................................................... | [18 empty] | 16,525.53 |  |  | 328.90 |  |  | 421.45 |  | 1,460.42 |  | 29541 |  |  | 29541 | 16,525.53 328.90 421.45 1,460.42 | 16525.53 | 328.9 | 421.45 | 1460.42 | 16525.53 | 328.9 | 421.45 | 1460.42
Busbar trunking, IP65, all-insulated, TPN, c/w ends, elbows and tee units, etc.,
copper busbar, trunking, supports, hangers, fixing accessories, labels and warning
notice of the rated current : -
Per linear metre
29542 | 29542 | 600A........................................................................................................................................................................................ | [18 empty] | 5,536.46 |  |  | 97.99 |  |  | 146.43 |  | 511.93 |  | 29542 |  |  | 29542 | 5,536.46 97.99 146.43 511.93 | 5536.46 | 97.99 | 146.43 | 511.93 | 5536.46 | 97.99 | 146.43 | 511.93
29543 | 29543 | 800A........................................................................................................................................................................................ | [18 empty] | 5,833.34 |  |  | 170.85 |  |  | 218.71 |  | 767.79 |  | 29543 |  |  | 29543 | 5,833.34 170.85 218.71 767.79 | 5833.34 | 170.85 | 218.71 | 767.79 | 5833.34 | 170.85 | 218.71 | 767.79
29544 | 29544 | 1000A...................................................................................................................................................................................... | [18 empty] | 6,708.24 |  |  | 198.21 |  |  | 253.81 |  | 894.46 |  | 29544 |  |  | 29544 | 6,708.24 198.21 253.81 894.46 | 6708.24 | 198.21 | 253.81 | 894.46 | 6708.24 | 198.21 | 253.81 | 894.46
29545 | 29545 | 1200A...................................................................................................................................................................................... | [18 empty] | 8,300.90 |  |  | 226.30 |  |  | 290.34 |  | 1,023.80 |  | 29545 |  |  | 29545 | 8,300.90 226.30 290.34 1,023.80 | 8300.9 | 226.3 | 290.34 | 1023.8 | 8300.9 | 226.3 | 290.34 | 1023.8
29546 | 29546 | 1350A...................................................................................................................................................................................... | [18 empty] | 9,169.41 |  |  | 244.79 |  |  | 313.32 |  | 1,093.98 |  | 29546 |  |  | 29546 | 9,169.41 244.79 313.32 1,093.98 | 9169.41 | 244.79 | 313.32 | 1093.98 | 9169.41 | 244.79 | 313.32 | 1093.98
29547 | 29547 | 1600A...................................................................................................................................................................................... | [18 empty] | 10,642.84 |  |  | 271.47 |  |  | 346.80 |  | 1,209.48 |  | 29547 |  |  | 29547 | 10,642.84 271.47 346.80 1,209.48 | 10642.84 | 271.47 | 346.8 | 1209.48 | 10642.84 | 271.47 | 346.8 | 1209.48
29548 | 29548 | 2000A...................................................................................................................................................................................... | [18 empty] | 12,386.90 |  |  | 298.14 |  |  | 381.05 |  | 1,332.70 |  | 29548 |  |  | 29548 | 12,386.90 298.14 381.05 1,332.70 | 12386.9 | 298.14 | 381.05 | 1332.7 | 12386.9 | 298.14 | 381.05 | 1332.7
29549 | 29549 | 2500A...................................................................................................................................................................................... | [18 empty] | 16,942.98 |  |  | 327.65 |  |  | 419.83 |  | 1,454.92 |  | 29549 |  |  | 29549 | 16,942.98 327.65 419.83 1,454.92 | 16942.98 | 327.65 | 419.83 | 1454.92 | 16942.98 | 327.65 | 419.83 | 1454.92
29/27
29 | 29 | ELECTRICAL INSTALLATION - MAIN DISTRIBUTION SYSTEMS | [18 empty] | 29
| Item | Item
BUSBAR TRUNKING AND BUS DUCT (CONT'D)
| Take | [24 empty] | Take
| Supply | [22 empty] | down |  | down |  |  | Fix
| Busbar trunking, IP66, all-insulated, TPN, c/w ends, elbows and tee units, etc., | [16 empty] | and | [5 empty] | and |  | and set |  |  | only
| copper busbar, trunking, supports, hangers, fixing accessories, labels and warning | [16 empty] | fix | [5 empty] | clear |  | aside for
| notice of the rated current : - | [9 empty] | away | [14 empty] | re-use
| A | [22 empty] | B |  | C |  |  | D
| Per linear metre |  |  |  |  | $ | [17 empty] | $ |  | $ |  |  | $
29550 | 29550 | 600A........................................................................................................................................................................................ | [18 empty] | 5,803.06 |  |  | 97.99 |  |  | 146.43 |  | 511.93 |  | 29550 |  |  | 29550 | 5,803.06 97.99 146.43 511.93 | 5803.06 | 97.99 | 146.43 | 511.93 | 5803.06 | 97.99 | 146.43 | 511.93
29551 | 29551 | 800A........................................................................................................................................................................................ | [18 empty] | 6,113.18 |  |  | 170.85 |  |  | 218.71 |  | 767.79 |  | 29551 |  |  | 29551 | 6,113.18 170.85 218.71 767.79 | 6113.18 | 170.85 | 218.71 | 767.79 | 6113.18 | 170.85 | 218.71 | 767.79
29552 | 29552 | 1000A...................................................................................................................................................................................... | [18 empty] | 6,951.76 |  |  | 198.21 |  |  | 253.81 |  | 894.46 |  | 29552 |  |  | 29552 | 6,951.76 198.21 253.81 894.46 | 6951.76 | 198.21 | 253.81 | 894.46 | 6951.76 | 198.21 | 253.81 | 894.46
29553 | 29553 | 1200A...................................................................................................................................................................................... | [18 empty] | 8,540.89 |  |  | 226.30 |  |  | 290.34 |  | 1,023.80 |  | 29553 |  |  | 29553 | 8,540.89 226.30 290.34 1,023.80 | 8540.89 | 226.3 | 290.34 | 1023.8 | 8540.89 | 226.3 | 290.34 | 1023.8
29554 | 29554 | 1350A...................................................................................................................................................................................... | [18 empty] | 9,377.36 |  |  | 244.84 |  |  | 313.32 |  | 1,093.98 |  | 29554 |  |  | 29554 | 9,377.36 244.84 313.32 1,093.98 | 9377.36 | 244.84 | 313.32 | 1093.98 | 9377.36 | 244.84 | 313.32 | 1093.98
29555 | 29555 | 1600A...................................................................................................................................................................................... | [18 empty] | 10,752.41 |  |  | 271.47 |  |  | 346.80 |  | 1,209.48 |  | 29555 |  |  | 29555 | 10,752.41 271.47 346.80 1,209.48 | 10752.41 | 271.47 | 346.8 | 1209.48 | 10752.41 | 271.47 | 346.8 | 1209.48
29556 | 29556 | 2000A...................................................................................................................................................................................... | [18 empty] | 12,443.97 |  |  | 298.14 |  |  | 381.05 |  | 1,332.70 |  | 29556 |  |  | 29556 | 12,443.97 298.14 381.05 1,332.70 | 12443.97 | 298.14 | 381.05 | 1332.7 | 12443.97 | 298.14 | 381.05 | 1332.7
29557 | 29557 | 2500A...................................................................................................................................................................................... | [18 empty] | 17,682.68 |  |  | 327.65 |  |  | 419.83 |  | 1,454.92 |  | 29557 |  |  | 29557 | 17,682.68 327.65 419.83 1,454.92 | 17682.68 | 327.65 | 419.83 | 1454.92 | 17682.68 | 327.65 | 419.83 | 1454.92
Cable tap box, TPN metal clad with copper busbars for all-insulated totally enclosed
plug-in type or feeder type busduct of the rated current : -
Each
29558 | 29558 | 600A........................................................................................................................................................................................ | [18 empty] | 12,216.36 |  |  | 110.19 |  |  | 165.18 |  | 581.37 |  | 29558 |  |  | 29558 | 12,216.36 110.19 165.18 581.37 | 12216.36 | 110.19 | 165.18 | 581.37 | 12216.36 | 110.19 | 165.18 | 581.37
29559 | 29559 | 800A........................................................................................................................................................................................ | [18 empty] | 13,468.79 |  |  | 132.09 |  |  | 198.40 |  | 696.91 |  | 29559 |  |  | 29559 | 13,468.79 132.09 198.40 696.91 | 13468.79 | 132.09 | 198.4 | 696.91 | 13468.79 | 132.09 | 198.4 | 696.91
29560 | 29560 | 1000A...................................................................................................................................................................................... | [18 empty] | 14,620.82 |  |  | 153.47 |  |  | 230.32 |  | 815.63 |  | 29560 |  |  | 29560 | 14,620.82 153.47 230.32 815.63 | 14620.82 | 153.47 | 230.32 | 815.63 | 14620.82 | 153.47 | 230.32 | 815.63
29561 | 29561 | 1200A...................................................................................................................................................................................... | [18 empty] | 15,138.17 |  |  | 175.26 |  |  | 261.82 |  | 933.83 |  | 29561 |  |  | 29561 | 15,138.17 175.26 261.82 933.83 | 15138.17 | 175.26 | 261.82 | 933.83 | 15138.17 | 175.26 | 261.82 | 933.83
29562 | 29562 | 1350A...................................................................................................................................................................................... | [18 empty] | 17,720.10 |  |  | 194.72 |  |  | 292.00 |  | 1,039.71 |  | 29562 |  |  | 29562 | 17,720.10 194.72 292.00 1,039.71 | 17720.1 | 194.72 | 292 | 1039.71 | 17720.1 | 194.72 | 292 | 1039.71
29563 | 29563 | 1600A...................................................................................................................................................................................... | [18 empty] | 18,925.37 |  |  | 214.19 |  |  | 321.09 |  | 1,143.34 |  | 29563 |  |  | 29563 | 18,925.37 214.19 321.09 1,143.34 | 18925.37 | 214.19 | 321.09 | 1143.34 | 18925.37 | 214.19 | 321.09 | 1143.34
29564 | 29564 | 2000A...................................................................................................................................................................................... | [18 empty] | 20,859.40 |  |  | 235.86 |  |  | 354.30 |  | 1,267.94 |  | 29564 |  |  | 29564 | 20,859.40 235.86 354.30 1,267.94 | 20859.4 | 235.86 | 354.3 | 1267.94 | 20859.4 | 235.86 | 354.3 | 1267.94
29565 | 29565 | 2500A...................................................................................................................................................................................... | [18 empty] | 30,476.74 |  |  | 266.61 |  |  | 398.53 |  | 1,438.54 |  | 29565 |  |  | 29565 | 30,476.74 266.61 398.53 1,438.54 | 30476.74 | 266.61 | 398.53 | 1438.54 | 30476.74 | 266.61 | 398.53 | 1438.54
29/28
29 | 29 | ELECTRICAL INSTALLATION - MAIN DISTRIBUTION SYSTEMS | [18 empty] | 29
| Item | Item
BUSBAR TRUNKING AND BUS DUCT (CONT'D)
| Take | [24 empty] | Take
| Supply | [22 empty] | down |  | down |  |  | Fix
| 90º elbow, edgewise or flatwise, IP54, with copper busbar, trunking, weatherproof | [17 empty] | and |  |  |  |  | and |  | and set |  |  | only
| type for all-insulated totally enclosed TPN copper busduct of the rated current (linear | [17 empty] | fix |  |  |  |  | clear |  | aside for
| length excluded and measured separately) : - | [11 empty] | away | [12 empty] | re-use
| A | [22 empty] | B |  | C |  |  | D
| Each |  |  | $ | [19 empty] | $ |  | $ |  |  | $
29566 | 29566 | 600A........................................................................................................................................................................................ | [18 empty] | 4,518.09 |  |  | 109.52 |  |  | 164.18 |  | 577.88 |  | 29566 |  |  | 29566 | 4,518.09 109.52 164.18 577.88 | 4518.09 | 109.52 | 164.18 | 577.88 | 4518.09 | 109.52 | 164.18 | 577.88
29567 | 29567 | 800A........................................................................................................................................................................................ | [18 empty] | 4,668.14 |  |  | 131.31 |  |  | 197.21 |  | 692.75 |  | 29567 |  |  | 29567 | 4,668.14 131.31 197.21 692.75 | 4668.14 | 131.31 | 197.21 | 692.75 | 4668.14 | 131.31 | 197.21 | 692.75
29568 | 29568 | 1000A...................................................................................................................................................................................... | [18 empty] | 5,025.62 |  |  | 152.55 |  |  | 228.98 |  | 810.70 |  | 29568 |  |  | 29568 | 5,025.62 152.55 228.98 810.70 | 5025.62 | 152.55 | 228.98 | 810.7 | 5025.62 | 152.55 | 228.98 | 810.7
29569 | 29569 | 1200A...................................................................................................................................................................................... | [18 empty] | 5,538.76 |  |  | 174.23 |  |  | 260.30 |  | 928.19 |  | 29569 |  |  | 29569 | 5,538.76 174.23 260.30 928.19 | 5538.76 | 174.23 | 260.3 | 928.19 | 5538.76 | 174.23 | 260.3 | 928.19
29570 | 29570 | 1350A...................................................................................................................................................................................... | [18 empty] | 5,884.12 |  |  | 194.72 |  |  | 292.00 |  | 1,039.71 |  | 29570 |  |  | 29570 | 5,884.12 194.72 292.00 1,039.71 | 5884.12 | 194.72 | 292 | 1039.71 | 5884.12 | 194.72 | 292 | 1039.71
29571 | 29571 | 1600A...................................................................................................................................................................................... | [18 empty] | 6,364.76 |  |  | 214.19 |  |  | 321.09 |  | 1,143.34 |  | 29571 |  |  | 29571 | 6,364.76 214.19 321.09 1,143.34 | 6364.76 | 214.19 | 321.09 | 1143.34 | 6364.76 | 214.19 | 321.09 | 1143.34
29572 | 29572 | 2000A...................................................................................................................................................................................... | [18 empty] | 6,956.29 |  |  | 235.86 |  |  | 354.30 |  | 1,267.94 |  | 29572 |  |  | 29572 | 6,956.29 235.86 354.30 1,267.94 | 6956.29 | 235.86 | 354.3 | 1267.94 | 6956.29 | 235.86 | 354.3 | 1267.94
29573 | 29573 | 2500A...................................................................................................................................................................................... | [18 empty] | 9,604.93 |  |  | 266.61 |  |  | 398.53 |  | 1,438.54 |  | 29573 |  |  | 29573 | 9,604.93 266.61 398.53 1,438.54 | 9604.93 | 266.61 | 398.53 | 1438.54 | 9604.93 | 266.61 | 398.53 | 1438.54
90º elbow, edgewise or flatwise, IP65, with copper busbar, trunking, weatherproof
type for all-insulated totally enclosed TPN copper busduct of the rated current (linear
length excluded and measured separately) : -
Each
29574 | 29574 | 600A........................................................................................................................................................................................ | [18 empty] | 4,635.37 |  |  | 109.52 |  |  | 164.18 |  | 577.88 |  | 29574 |  |  | 29574 | 4,635.37 109.52 164.18 577.88 | 4635.37 | 109.52 | 164.18 | 577.88 | 4635.37 | 109.52 | 164.18 | 577.88
29575 | 29575 | 800A........................................................................................................................................................................................ | [18 empty] | 4,786.03 |  |  | 131.31 |  |  | 197.21 |  | 692.71 |  | 29575 |  |  | 29575 | 4,786.03 131.31 197.21 692.71 | 4786.03 | 131.31 | 197.21 | 692.71 | 4786.03 | 131.31 | 197.21 | 692.71
29576 | 29576 | 1000A...................................................................................................................................................................................... | [18 empty] | 5,148.24 |  |  | 152.55 |  |  | 228.98 |  | 810.70 |  | 29576 |  |  | 29576 | 5,148.24 152.55 228.98 810.70 | 5148.24 | 152.55 | 228.98 | 810.7 | 5148.24 | 152.55 | 228.98 | 810.7
29577 | 29577 | 1200A...................................................................................................................................................................................... | [18 empty] | 5,673.80 |  |  | 174.23 |  |  | 260.30 |  | 928.19 |  | 29577 |  |  | 29577 | 5,673.80 174.23 260.30 928.19 | 5673.8 | 174.23 | 260.3 | 928.19 | 5673.8 | 174.23 | 260.3 | 928.19
29578 | 29578 | 1350A...................................................................................................................................................................................... | [18 empty] | 6,026.70 |  |  | 194.72 |  |  | 292.00 |  | 1,039.71 |  | 29578 |  |  | 29578 | 6,026.70 194.72 292.00 1,039.71 | 6026.7 | 194.72 | 292 | 1039.71 | 6026.7 | 194.72 | 292 | 1039.71
29579 | 29579 | 1600A...................................................................................................................................................................................... | [18 empty] | 6,519.05 |  |  | 214.19 |  |  | 321.09 |  | 1,143.34 |  | 29579 |  |  | 29579 | 6,519.05 214.19 321.09 1,143.34 | 6519.05 | 214.19 | 321.09 | 1143.34 | 6519.05 | 214.19 | 321.09 | 1143.34
29580 | 29580 | 2000A...................................................................................................................................................................................... | [18 empty] | 7,123.98 |  |  | 235.86 |  |  | 354.30 |  | 1,267.94 |  | 29580 |  |  | 29580 | 7,123.98 235.86 354.30 1,267.94 | 7123.98 | 235.86 | 354.3 | 1267.94 | 7123.98 | 235.86 | 354.3 | 1267.94
29581 | 29581 | 2500A...................................................................................................................................................................................... | [18 empty] | 9,777.90 |  |  | 266.61 |  |  | 398.53 |  | 1,438.54 |  | 29581 |  |  | 29581 | 9,777.90 266.61 398.53 1,438.54 | 9777.9 | 266.61 | 398.53 | 1438.54 | 9777.9 | 266.61 | 398.53 | 1438.54
29/29
29 | 29 | ELECTRICAL INSTALLATION - MAIN DISTRIBUTION SYSTEMS | [18 empty] | 29
| Item | Item
BUSBAR TRUNKING AND BUS DUCT (CONT'D)
| Take | [24 empty] | Take
| Supply | [22 empty] | down |  | down |  |  | Fix
| 90º elbow, edgewise or flatwise, IP66, with copper busbar, trunking, weatherproof | [17 empty] | and |  |  |  |  | and |  | and set |  |  | only
| type for all-insulated totally enclosed TPN copper busduct of the rated current (linear | [17 empty] | fix |  |  |  |  | clear |  | aside for
| length excluded and measured separately) : - | [11 empty] | away | [12 empty] | re-use
| A | [22 empty] | B |  | C |  |  | D
| Each |  |  | $ | [19 empty] | $ |  | $ |  |  | $
29582 | 29582 | 600A........................................................................................................................................................................................ | [18 empty] | 4,863.92 |  |  | 109.74 |  |  | 164.52 |  | 579.05 |  | 29582 |  |  | 29582 | 4,863.92 109.74 164.52 579.05 | 4863.92 | 109.74 | 164.52 | 579.05 | 4863.92 | 109.74 | 164.52 | 579.05
29583 | 29583 | 800A........................................................................................................................................................................................ | [18 empty] | 5,015.44 |  |  | 131.55 |  |  | 197.59 |  | 694.11 |  | 29583 |  |  | 29583 | 5,015.44 131.55 197.59 694.11 | 5015.44 | 131.55 | 197.59 | 694.11 | 5015.44 | 131.55 | 197.59 | 694.11
29584 | 29584 | 1000A...................................................................................................................................................................................... | [18 empty] | 5,338.53 |  |  | 152.83 |  |  | 229.43 |  | 812.35 |  | 29584 |  |  | 29584 | 5,338.53 152.83 229.43 812.35 | 5338.53 | 152.83 | 229.43 | 812.35 | 5338.53 | 152.83 | 229.43 | 812.35
29585 | 29585 | 1200A...................................................................................................................................................................................... | [18 empty] | 5,865.64 |  |  | 174.56 |  |  | 260.81 |  | 930.09 |  | 29585 |  |  | 29585 | 5,865.64 174.56 260.81 930.09 | 5865.64 | 174.56 | 260.81 | 930.09 | 5865.64 | 174.56 | 260.81 | 930.09
29586 | 29586 | 1350A...................................................................................................................................................................................... | [18 empty] | 6,213.35 |  |  | 195.09 |  |  | 292.60 |  | 1,041.85 |  | 29586 |  |  | 29586 | 6,213.35 195.09 292.60 1,041.85 | 6213.35 | 195.09 | 292.6 | 1041.85 | 6213.35 | 195.09 | 292.6 | 1041.85
29587 | 29587 | 1600A...................................................................................................................................................................................... | [18 empty] | 6,680.15 |  |  | 214.63 |  |  | 321.76 |  | 1,145.69 |  | 29587 |  |  | 29587 | 6,680.15 214.63 321.76 1,145.69 | 6680.15 | 214.63 | 321.76 | 1145.69 | 6680.15 | 214.63 | 321.76 | 1145.69
29588 | 29588 | 2000A...................................................................................................................................................................................... | [18 empty] | 7,249.29 |  |  | 236.32 |  |  | 355.01 |  | 1,270.56 |  | 29588 |  |  | 29588 | 7,249.29 236.32 355.01 1,270.56 | 7249.29 | 236.32 | 355.01 | 1270.56 | 7249.29 | 236.32 | 355.01 | 1270.56
29589 | 29589 | 2500A...................................................................................................................................................................................... | [18 empty] | 10,386.33 |  |  | 267.17 |  |  | 399.34 |  | 1,441.54 |  | 29589 |  |  | 29589 | 10,386.33 267.17 399.34 1,441.54 | 10386.33 | 267.17 | 399.34 | 1441.54 | 10386.33 | 267.17 | 399.34 | 1441.54
Combination elbow, IP54, for all-insulated totally enclosed TPN copper busbar
trunking of the rated current (linear length excluded and measured separately) : -
Each
29590 | 29590 | 600A........................................................................................................................................................................................ | [18 empty] | 8,759.68 |  |  | 174.56 |  |  | 260.81 |  | 930.09 |  | 29590 |  |  | 29590 | 8,759.68 174.56 260.81 930.09 | 8759.68 | 174.56 | 260.81 | 930.09 | 8759.68 | 174.56 | 260.81 | 930.09
29591 | 29591 | 800A........................................................................................................................................................................................ | [18 empty] | 9,008.65 |  |  | 208.94 |  |  | 313.06 |  | 1,115.95 |  | 29591 |  |  | 29591 | 9,008.65 208.94 313.06 1,115.95 | 9008.65 | 208.94 | 313.06 | 1115.95 | 9008.65 | 208.94 | 313.06 | 1115.95
29592 | 29592 | 1000A...................................................................................................................................................................................... | [18 empty] | 9,669.84 |  |  | 242.76 |  |  | 364.83 |  | 1,302.10 |  | 29592 |  |  | 29592 | 9,669.84 242.76 364.83 1,302.10 | 9669.84 | 242.76 | 364.83 | 1302.1 | 9669.84 | 242.76 | 364.83 | 1302.1
29593 | 29593 | 1200A...................................................................................................................................................................................... | [18 empty] | 10,640.85 |  |  | 277.57 |  |  | 415.32 |  | 1,486.97 |  | 29593 |  |  | 29593 | 10,640.85 277.57 415.32 1,486.97 | 10640.85 | 277.57 | 415.32 | 1486.97 | 10640.85 | 277.57 | 415.32 | 1486.97
29594 | 29594 | 1350A...................................................................................................................................................................................... | [18 empty] | 11,283.86 |  |  | 306.81 |  |  | 458.52 |  | 1,643.96 |  | 29594 |  |  | 29594 | 11,283.86 306.81 458.52 1,643.96 | 11283.86 | 306.81 | 458.52 | 1643.96 | 11283.86 | 306.81 | 458.52 | 1643.96
29595 | 29595 | 1600A...................................................................................................................................................................................... | [18 empty] | 12,199.67 |  |  | 337.39 |  |  | 506.45 |  | 1,808.81 |  | 29595 |  |  | 29595 | 12,199.67 337.39 506.45 1,808.81 | 12199.67 | 337.39 | 506.45 | 1808.81 | 12199.67 | 337.39 | 506.45 | 1808.81
29596 | 29596 | 2000A...................................................................................................................................................................................... | [18 empty] | 13,331.53 |  |  | 372.46 |  |  | 558.53 |  | 1,992.52 |  | 29596 |  |  | 29596 | 13,331.53 372.46 558.53 1,992.52 | 13331.53 | 372.46 | 558.53 | 1992.52 | 13331.53 | 372.46 | 558.53 | 1992.52
29597 | 29597 | 2500A...................................................................................................................................................................................... | [18 empty] | 18,542.05 |  |  | 420.60 |  |  | 631.10 |  | 2,252.58 |  | 29597 |  |  | 29597 | 18,542.05 420.60 631.10 2,252.58 | 18542.05 | 420.6 | 631.1 | 2252.58 | 18542.05 | 420.6 | 631.1 | 2252.58
Combination elbow, IP65, for all-insulated totally enclosed TPN copper busbar
trunking of the rated current (linear length excluded and measured separately) : -
Each
29598 | 29598 | 600A........................................................................................................................................................................................ | [18 empty] | 8,993.60 |  |  | 174.56 |  |  | 260.81 |  | 930.09 |  | 29598 |  |  | 29598 | 8,993.60 174.56 260.81 930.09 | 8993.6 | 174.56 | 260.81 | 930.09 | 8993.6 | 174.56 | 260.81 | 930.09
29599 | 29599 | 800A........................................................................................................................................................................................ | [18 empty] | 9,243.85 |  |  | 208.94 |  |  | 313.06 |  | 1,115.95 |  | 29599 |  |  | 29599 | 9,243.85 208.94 313.06 1,115.95 | 9243.85 | 208.94 | 313.06 | 1115.95 | 9243.85 | 208.94 | 313.06 | 1115.95
29600 | 29600 | 1000A...................................................................................................................................................................................... | [18 empty] | 9,914.58 |  |  | 242.76 |  |  | 364.83 |  | 1,302.10 |  | 29600 |  |  | 29600 | 9,914.58 242.76 364.83 1,302.10 | 9914.58 | 242.76 | 364.83 | 1302.1 | 9914.58 | 242.76 | 364.83 | 1302.1
29601 | 29601 | 1200A...................................................................................................................................................................................... | [18 empty] | 10,910.19 |  |  | 277.57 |  |  | 415.32 |  | 1,486.97 |  | 29601 |  |  | 29601 | 10,910.19 277.57 415.32 1,486.97 | 10910.19 | 277.57 | 415.32 | 1486.97 | 10910.19 | 277.57 | 415.32 | 1486.97
29602 | 29602 | 1350A...................................................................................................................................................................................... | [18 empty] | 11,568.22 |  |  | 306.81 |  |  | 458.52 |  | 1,643.96 |  | 29602 |  |  | 29602 | 11,568.22 306.81 458.52 1,643.96 | 11568.22 | 306.81 | 458.52 | 1643.96 | 11568.22 | 306.81 | 458.52 | 1643.96
29/30
29 | 29 | ELECTRICAL INSTALLATION - MAIN DISTRIBUTION SYSTEMS | [18 empty] | 29
| Item | Item
| BUSBAR TRUNKING AND BUS DUCT (CONT'D) | [14 empty] | Take | [9 empty] | Take
| Supply | [22 empty] | down |  | down |  |  | Fix
| and | [22 empty] | and |  | and set |  |  | only
| Combination elbow, IP65, for all-insulated totally enclosed TPN copper busbar | [16 empty] | fix | [5 empty] | clear |  | aside for
| trunking of the rated current (linear length excluded and measured separately) : - (Cont'd) | [17 empty] | away | [6 empty] | re-use
| A | [22 empty] | B |  | C |  |  | D
| Each |  |  | $ | [19 empty] | $ |  | $ |  |  | $
29603 | 29603 | 1600A...................................................................................................................................................................................... | [18 empty] | 12,507.55 |  |  | 337.39 |  |  | 506.45 |  | 1,808.81 |  | 29603 |  |  | 29603 | 12,507.55 337.39 506.45 1,808.81 | 12507.55 | 337.39 | 506.45 | 1808.81 | 12507.55 | 337.39 | 506.45 | 1808.81
29604 | 29604 | 2000A...................................................................................................................................................................................... | [18 empty] | 13,666.22 |  |  | 372.46 |  |  | 558.53 |  | 1,992.52 |  | 29604 |  |  | 29604 | 13,666.22 372.46 558.53 1,992.52 | 13666.22 | 372.46 | 558.53 | 1992.52 | 13666.22 | 372.46 | 558.53 | 1992.52
29605 | 29605 | 2500A...................................................................................................................................................................................... | [18 empty] | 19,021.09 |  |  | 420.60 |  |  | 631.10 |  | 2,252.58 |  | 29605 |  |  | 29605 | 19,021.09 420.60 631.10 2,252.58 | 19021.09 | 420.6 | 631.1 | 2252.58 | 19021.09 | 420.6 | 631.1 | 2252.58
Combination elbow, IP66, for all-insulated totally enclosed TPN copper busbar
trunking of the rated current (linear length excluded and measured separately) : -
Each
29606 | 29606 | 600A........................................................................................................................................................................................ | [18 empty] | 9,491.91 |  |  | 175.26 |  |  | 261.84 |  | 933.83 |  | 29606 |  |  | 29606 | 9,491.91 175.26 261.84 933.83 | 9491.91 | 175.26 | 261.84 | 933.83 | 9491.91 | 175.26 | 261.84 | 933.83
29607 | 29607 | 800A........................................................................................................................................................................................ | [18 empty] | 9,745.29 |  |  | 209.75 |  |  | 314.27 |  | 1,120.45 |  | 29607 |  |  | 29607 | 9,745.29 209.75 314.27 1,120.45 | 9745.29 | 209.75 | 314.27 | 1120.45 | 9745.29 | 209.75 | 314.27 | 1120.45
29608 | 29608 | 1000A...................................................................................................................................................................................... | [18 empty] | 10,340.53 |  |  | 243.69 |  |  | 366.27 |  | 1,307.34 |  | 29608 |  |  | 29608 | 10,340.53 243.69 366.27 1,307.34 | 10340.53 | 243.69 | 366.27 | 1307.34 | 10340.53 | 243.69 | 366.27 | 1307.34
29609 | 29609 | 1200A...................................................................................................................................................................................... | [18 empty] | 11,344.16 |  |  | 278.64 |  |  | 416.97 |  | 1,492.95 |  | 29609 |  |  | 29609 | 11,344.16 278.64 416.97 1,492.95 | 11344.16 | 278.64 | 416.97 | 1492.95 | 11344.16 | 278.64 | 416.97 | 1492.95
29610 | 29610 | 1350A...................................................................................................................................................................................... | [18 empty] | 11,994.79 |  |  | 308.01 |  |  | 460.31 |  | 1,650.55 |  | 29610 |  |  | 29610 | 11,994.79 308.01 460.31 1,650.55 | 11994.79 | 308.01 | 460.31 | 1650.55 | 11994.79 | 308.01 | 460.31 | 1650.55
29611 | 29611 | 1600A...................................................................................................................................................................................... | [18 empty] | 12,886.97 |  |  | 338.65 |  |  | 508.40 |  | 1,816.03 |  | 29611 |  |  | 29611 | 12,886.97 338.65 508.40 1,816.03 | 12886.97 | 338.65 | 508.4 | 1816.03 | 12886.97 | 338.65 | 508.4 | 1816.03
29612 | 29612 | 2000A...................................................................................................................................................................................... | [18 empty] | 13,978.80 |  |  | 373.93 |  |  | 560.70 |  | 2,000.49 |  | 29612 |  |  | 29612 | 13,978.80 373.93 560.70 2,000.49 | 13978.8 | 373.93 | 560.7 | 2000.49 | 13978.8 | 373.93 | 560.7 | 2000.49
29613 | 29613 | 2500A...................................................................................................................................................................................... | [18 empty] | 20,191.11 |  |  | 422.22 |  |  | 633.54 |  | 2,261.56 |  | 29613 |  |  | 29613 | 20,191.11 422.22 633.54 2,261.56 | 20191.11 | 422.22 | 633.54 | 2261.56 | 20191.11 | 422.22 | 633.54 | 2261.56
End closer, IP54, for all-insulated totally enclosed TPN copper busbar trunking of
the rated current (linear length excluded and measured separately) : -
Each
29614 | 29614 | 600A........................................................................................................................................................................................ | [18 empty] | 1,086.21 |  |  | 61.23 |  |  | 92.34 |  | 317.89 |  | 29614 |  |  | 29614 | 1,086.21 61.23 92.34 317.89 | 1086.21 | 61.23 | 92.34 | 317.89 | 1086.21 | 61.23 | 92.34 | 317.89
29615 | 29615 | 800A........................................................................................................................................................................................ | [18 empty] | 1,145.21 |  |  | 67.81 |  |  | 101.64 |  | 349.89 |  | 29615 |  |  | 29615 | 1,145.21 67.81 101.64 349.89 | 1145.21 | 67.81 | 101.64 | 349.89 | 1145.21 | 67.81 | 101.64 | 349.89
29616 | 29616 | 1000A...................................................................................................................................................................................... | [18 empty] | 1,184.34 |  |  | 73.77 |  |  | 110.36 |  | 381.74 |  | 29616 |  |  | 29616 | 1,184.34 73.77 110.36 381.74 | 1184.34 | 73.77 | 110.36 | 381.74 | 1184.34 | 73.77 | 110.36 | 381.74
29617 | 29617 | 1200A...................................................................................................................................................................................... | [18 empty] | 1,234.84 |  |  | 80.15 |  |  | 119.06 |  | 414.36 |  | 29617 |  |  | 29617 | 1,234.84 80.15 119.06 414.36 | 1234.84 | 80.15 | 119.06 | 414.36 | 1234.84 | 80.15 | 119.06 | 414.36
29618 | 29618 | 1350A...................................................................................................................................................................................... | [18 empty] | 1,283.07 |  |  | 85.39 |  |  | 128.08 |  | 445.87 |  | 29618 |  |  | 29618 | 1,283.07 85.39 128.08 445.87 | 1283.07 | 85.39 | 128.08 | 445.87 | 1283.07 | 85.39 | 128.08 | 445.87
29619 | 29619 | 1600A...................................................................................................................................................................................... | [18 empty] | 1,369.73 |  |  | 94.93 |  |  | 141.81 |  | 495.84 |  | 29619 |  |  | 29619 | 1,369.73 94.93 141.81 495.84 | 1369.73 | 94.93 | 141.81 | 495.84 | 1369.73 | 94.93 | 141.81 | 495.84
29620 | 29620 | 2000A...................................................................................................................................................................................... | [18 empty] | 1,456.87 |  |  | 104.68 |  |  | 157.26 |  | 546.81 |  | 29620 |  |  | 29620 | 1,456.87 104.68 157.26 546.81 | 1456.87 | 104.68 | 157.26 | 546.81 | 1456.87 | 104.68 | 157.26 | 546.81
29621 | 29621 | 2500A...................................................................................................................................................................................... | [18 empty] | 1,661.14 |  |  | 118.57 |  |  | 178.21 |  | 621.86 |  | 29621 |  |  | 29621 | 1,661.14 118.57 178.21 621.86 | 1661.14 | 118.57 | 178.21 | 621.86 | 1661.14 | 118.57 | 178.21 | 621.86
29/31
29 | 29 | ELECTRICAL INSTALLATION - MAIN DISTRIBUTION SYSTEMS | [18 empty] | 29
| Item | Item
| BUSBAR TRUNKING AND BUS DUCT (CONT'D) | [14 empty] | Take | [9 empty] | Take
| Supply | [22 empty] | down |  | down |  |  | Fix
| and | [22 empty] | and |  | and set |  |  | only
| End closer, IP65, for all-insulated totally enclosed TPN copper busbar trunking of | [16 empty] | fix | [5 empty] | clear |  | aside for
| the rated current (linear length excluded and measured separately) : - | [16 empty] | away | [7 empty] | re-use
| A | [22 empty] | B |  | C |  |  | D
| Each |  |  | $ | [19 empty] | $ |  | $ |  |  | $
29622 | 29622 | 600A........................................................................................................................................................................................ | [18 empty] | 1,086.21 |  |  | 61.23 |  |  | 92.34 |  | 317.89 |  | 29622 |  |  | 29622 | 1,086.21 61.23 92.34 317.89 | 1086.21 | 61.23 | 92.34 | 317.89 | 1086.21 | 61.23 | 92.34 | 317.89
29623 | 29623 | 800A........................................................................................................................................................................................ | [18 empty] | 1,145.21 |  |  | 67.81 |  |  | 101.64 |  | 349.89 |  | 29623 |  |  | 29623 | 1,145.21 67.81 101.64 349.89 | 1145.21 | 67.81 | 101.64 | 349.89 | 1145.21 | 67.81 | 101.64 | 349.89
29624 | 29624 | 1000A...................................................................................................................................................................................... | [18 empty] | 1,184.34 |  |  | 73.77 |  |  | 110.36 |  | 381.74 |  | 29624 |  |  | 29624 | 1,184.34 73.77 110.36 381.74 | 1184.34 | 73.77 | 110.36 | 381.74 | 1184.34 | 73.77 | 110.36 | 381.74
29625 | 29625 | 1200A...................................................................................................................................................................................... | [18 empty] | 1,234.84 |  |  | 80.15 |  |  | 119.06 |  | 414.36 |  | 29625 |  |  | 29625 | 1,234.84 80.15 119.06 414.36 | 1234.84 | 80.15 | 119.06 | 414.36 | 1234.84 | 80.15 | 119.06 | 414.36
29626 | 29626 | 1350A...................................................................................................................................................................................... | [18 empty] | 1,283.07 |  |  | 85.39 |  |  | 128.08 |  | 445.87 |  | 29626 |  |  | 29626 | 1,283.07 85.39 128.08 445.87 | 1283.07 | 85.39 | 128.08 | 445.87 | 1283.07 | 85.39 | 128.08 | 445.87
29627 | 29627 | 1600A...................................................................................................................................................................................... | [18 empty] | 1,369.73 |  |  | 94.93 |  |  | 141.81 |  | 495.85 |  | 29627 |  |  | 29627 | 1,369.73 94.93 141.81 495.85 | 1369.73 | 94.93 | 141.81 | 495.85 | 1369.73 | 94.93 | 141.81 | 495.85
29628 | 29628 | 2000A...................................................................................................................................................................................... | [18 empty] | 1,456.87 |  |  | 104.68 |  |  | 157.26 |  | 546.81 |  | 29628 |  |  | 29628 | 1,456.87 104.68 157.26 546.81 | 1456.87 | 104.68 | 157.26 | 546.81 | 1456.87 | 104.68 | 157.26 | 546.81
29629 | 29629 | 2500A...................................................................................................................................................................................... | [18 empty] | 1,661.14 |  |  | 118.57 |  |  | 178.21 |  | 621.86 |  | 29629 |  |  | 29629 | 1,661.14 118.57 178.21 621.86 | 1661.14 | 118.57 | 178.21 | 621.86 | 1661.14 | 118.57 | 178.21 | 621.86
End closer, IP66, for all-insulated totally enclosed TPN copper busbar trunking of
the rated current (linear length excluded and measured separately) : -
Each
29630 | 29630 | 600A........................................................................................................................................................................................ | [18 empty] | 1,086.21 |  |  | 60.87 |  |  | 91.79 |  | 316.02 |  | 29630 |  |  | 29630 | 1,086.21 60.87 91.79 316.02 | 1086.21 | 60.87 | 91.79 | 316.02 | 1086.21 | 60.87 | 91.79 | 316.02
29631 | 29631 | 800A........................................................................................................................................................................................ | [18 empty] | 1,145.21 |  |  | 67.42 |  |  | 101.01 |  | 347.82 |  | 29631 |  |  | 29631 | 1,145.21 67.42 101.01 347.82 | 1145.21 | 67.42 | 101.01 | 347.82 | 1145.21 | 67.42 | 101.01 | 347.82
29632 | 29632 | 1000A...................................................................................................................................................................................... | [18 empty] | 1,184.34 |  |  | 73.33 |  |  | 109.68 |  | 379.50 |  | 29632 |  |  | 29632 | 1,184.34 73.33 109.68 379.50 | 1184.34 | 73.33 | 109.68 | 379.5 | 1184.34 | 73.33 | 109.68 | 379.5
29633 | 29633 | 1200A...................................................................................................................................................................................... | [18 empty] | 1,234.84 |  |  | 79.67 |  |  | 118.37 |  | 411.89 |  | 29633 |  |  | 29633 | 1,234.84 79.67 118.37 411.89 | 1234.84 | 79.67 | 118.37 | 411.89 | 1234.84 | 79.67 | 118.37 | 411.89
29634 | 29634 | 1350A...................................................................................................................................................................................... | [18 empty] | 1,283.07 |  |  | 84.87 |  |  | 127.33 |  | 443.21 |  | 29634 |  |  | 29634 | 1,283.07 84.87 127.33 443.21 | 1283.07 | 84.87 | 127.33 | 443.21 | 1283.07 | 84.87 | 127.33 | 443.21
29635 | 29635 | 1600A...................................................................................................................................................................................... | [18 empty] | 1,369.73 |  |  | 94.36 |  |  | 140.98 |  | 492.90 |  | 29635 |  |  | 29635 | 1,369.73 94.36 140.98 492.90 | 1369.73 | 94.36 | 140.98 | 492.9 | 1369.73 | 94.36 | 140.98 | 492.9
29636 | 29636 | 2000A...................................................................................................................................................................................... | [18 empty] | 1,456.87 |  |  | 104.06 |  |  | 156.34 |  | 543.55 |  | 29636 |  |  | 29636 | 1,456.87 104.06 156.34 543.55 | 1456.87 | 104.06 | 156.34 | 543.55 | 1456.87 | 104.06 | 156.34 | 543.55
29637 | 29637 | 2500A...................................................................................................................................................................................... | [18 empty] | 1,661.14 |  |  | 117.88 |  |  | 177.17 |  | 618.19 |  | 29637 |  |  | 29637 | 1,661.14 117.88 177.17 618.19 | 1661.14 | 117.88 | 177.17 | 618.19 | 1661.14 | 117.88 | 177.17 | 618.19
29/32
29 | 29 | ELECTRICAL INSTALLATION - MAIN DISTRIBUTION SYSTEMS | [18 empty] | 29
| Item | Item
| BUSBAR TRUNKING AND BUS DUCT (CONT'D) | [14 empty] | Take | [9 empty] | Take
| Supply | [22 empty] | down |  | down |  |  | Fix
| and | [22 empty] | and |  | and set |  |  | only
| Expansion joint, IP54, for all-insulated totally enclosed TPN copper busbar | [16 empty] | fix | [5 empty] | clear |  | aside for
| trunking of the rated current (linear length excluded and measured separately) : - | [16 empty] | away | [7 empty] | re-use
| A | [22 empty] | B |  | C |  |  | D
| Each |  |  | $ | [19 empty] | $ |  | $ |  |  | $
29638 | 29638 | 600A........................................................................................................................................................................................ | [18 empty] | 12,662.99 |  |  | 109.52 |  |  | 164.18 |  | 577.88 |  | 29638 |  |  | 29638 | 12,662.99 109.52 164.18 577.88 | 12662.99 | 109.52 | 164.18 | 577.88 | 12662.99 | 109.52 | 164.18 | 577.88
29639 | 29639 | 800A........................................................................................................................................................................................ | [18 empty] | 12,992.43 |  |  | 131.31 |  |  | 197.21 |  | 692.71 |  | 29639 |  |  | 29639 | 12,992.43 131.31 197.21 692.71 | 12992.43 | 131.31 | 197.21 | 692.71 | 12992.43 | 131.31 | 197.21 | 692.71
29640 | 29640 | 1000A...................................................................................................................................................................................... | [18 empty] | 13,041.56 |  |  | 152.55 |  |  | 228.98 |  | 810.70 |  | 29640 |  |  | 29640 | 13,041.56 152.55 228.98 810.70 | 13041.56 | 152.55 | 228.98 | 810.7 | 13041.56 | 152.55 | 228.98 | 810.7
29641 | 29641 | 1200A...................................................................................................................................................................................... | [18 empty] | 14,343.42 |  |  | 174.23 |  |  | 260.30 |  | 928.19 |  | 29641 |  |  | 29641 | 14,343.42 174.23 260.30 928.19 | 14343.42 | 174.23 | 260.3 | 928.19 | 14343.42 | 174.23 | 260.3 | 928.19
29642 | 29642 | 1350A...................................................................................................................................................................................... | [18 empty] | 16,192.26 |  |  | 194.72 |  |  | 292.00 |  | 1,039.71 |  | 29642 |  |  | 29642 | 16,192.26 194.72 292.00 1,039.71 | 16192.26 | 194.72 | 292 | 1039.71 | 16192.26 | 194.72 | 292 | 1039.71
29643 | 29643 | 1600A...................................................................................................................................................................................... | [18 empty] | 16,877.19 |  |  | 214.19 |  |  | 321.09 |  | 1,143.34 |  | 29643 |  |  | 29643 | 16,877.19 214.19 321.09 1,143.34 | 16877.19 | 214.19 | 321.09 | 1143.34 | 16877.19 | 214.19 | 321.09 | 1143.34
29644 | 29644 | 2000A...................................................................................................................................................................................... | [18 empty] | 17,445.79 |  |  | 235.86 |  |  | 354.30 |  | 1,267.94 |  | 29644 |  |  | 29644 | 17,445.79 235.86 354.30 1,267.94 | 17445.79 | 235.86 | 354.3 | 1267.94 | 17445.79 | 235.86 | 354.3 | 1267.94
29645 | 29645 | 2500A...................................................................................................................................................................................... | [18 empty] | 24,077.10 |  |  | 266.61 |  |  | 398.53 |  | 1,438.54 |  | 29645 |  |  | 29645 | 24,077.10 266.61 398.53 1,438.54 | 24077.1 | 266.61 | 398.53 | 1438.54 | 24077.1 | 266.61 | 398.53 | 1438.54
Expansion joint, IP65, for all-insulated totally enclosed TPN copper busbar
trunking of the rated current (linear length excluded and measured separately) : -
Each
29646 | 29646 | 600A........................................................................................................................................................................................ | [18 empty] | 12,662.99 |  |  | 109.52 |  |  | 164.18 |  | 577.88 |  | 29646 |  |  | 29646 | 12,662.99 109.52 164.18 577.88 | 12662.99 | 109.52 | 164.18 | 577.88 | 12662.99 | 109.52 | 164.18 | 577.88
29647 | 29647 | 800A........................................................................................................................................................................................ | [18 empty] | 12,992.43 |  |  | 131.31 |  |  | 197.21 |  | 692.71 |  | 29647 |  |  | 29647 | 12,992.43 131.31 197.21 692.71 | 12992.43 | 131.31 | 197.21 | 692.71 | 12992.43 | 131.31 | 197.21 | 692.71
29648 | 29648 | 1000A...................................................................................................................................................................................... | [18 empty] | 13,041.56 |  |  | 152.55 |  |  | 228.98 |  | 810.70 |  | 29648 |  |  | 29648 | 13,041.56 152.55 228.98 810.70 | 13041.56 | 152.55 | 228.98 | 810.7 | 13041.56 | 152.55 | 228.98 | 810.7
29649 | 29649 | 1200A...................................................................................................................................................................................... | [18 empty] | 14,343.42 |  |  | 174.23 |  |  | 260.30 |  | 928.19 |  | 29649 |  |  | 29649 | 14,343.42 174.23 260.30 928.19 | 14343.42 | 174.23 | 260.3 | 928.19 | 14343.42 | 174.23 | 260.3 | 928.19
29650 | 29650 | 1350A...................................................................................................................................................................................... | [18 empty] | 16,192.26 |  |  | 194.72 |  |  | 292.00 |  | 1,039.71 |  | 29650 |  |  | 29650 | 16,192.26 194.72 292.00 1,039.71 | 16192.26 | 194.72 | 292 | 1039.71 | 16192.26 | 194.72 | 292 | 1039.71
29651 | 29651 | 1600A...................................................................................................................................................................................... | [18 empty] | 16,877.19 |  |  | 214.19 |  |  | 321.09 |  | 1,143.34 |  | 29651 |  |  | 29651 | 16,877.19 214.19 321.09 1,143.34 | 16877.19 | 214.19 | 321.09 | 1143.34 | 16877.19 | 214.19 | 321.09 | 1143.34
29652 | 29652 | 2000A...................................................................................................................................................................................... | [18 empty] | 17,445.79 |  |  | 235.86 |  |  | 354.30 |  | 1,267.94 |  | 29652 |  |  | 29652 | 17,445.79 235.86 354.30 1,267.94 | 17445.79 | 235.86 | 354.3 | 1267.94 | 17445.79 | 235.86 | 354.3 | 1267.94
29653 | 29653 | 2500A...................................................................................................................................................................................... | [18 empty] | 24,077.10 |  |  | 266.61 |  |  | 398.53 |  | 1,438.54 |  | 29653 |  |  | 29653 | 24,077.10 266.61 398.53 1,438.54 | 24077.1 | 266.61 | 398.53 | 1438.54 | 24077.1 | 266.61 | 398.53 | 1438.54
29/33
29 | 29 | ELECTRICAL INSTALLATION - MAIN DISTRIBUTION SYSTEMS | [18 empty] | 29
| Item | Item
| BUSBAR TRUNKING AND BUS DUCT (CONT'D) | [14 empty] | Take | [9 empty] | Take
| Supply | [22 empty] | down |  | down |  |  | Fix
| and | [22 empty] | and |  | and set |  |  | only
| Expansion joint, IP66, for all-insulated totally enclosed TPN copper busbar | [16 empty] | fix | [5 empty] | clear |  | aside for
| trunking of the rated current (linear length excluded and measured separately) : - | [16 empty] | away | [7 empty] | re-use
| A | [22 empty] | B |  | C |  |  | D
| Each |  |  | $ | [19 empty] | $ |  | $ |  |  | $
29654 | 29654 | 600A........................................................................................................................................................................................ | [18 empty] | 12,635.50 |  |  | 109.74 |  |  | 164.52 |  | 579.05 |  | 29654 |  |  | 29654 | 12,635.50 109.74 164.52 579.05 | 12635.5 | 109.74 | 164.52 | 579.05 | 12635.5 | 109.74 | 164.52 | 579.05
29655 | 29655 | 800A........................................................................................................................................................................................ | [18 empty] | 12,964.15 |  |  | 131.55 |  |  | 197.64 |  | 694.11 |  | 29655 |  |  | 29655 | 12,964.15 131.55 197.64 694.11 | 12964.15 | 131.55 | 197.64 | 694.11 | 12964.15 | 131.55 | 197.64 | 694.11
29656 | 29656 | 1000A...................................................................................................................................................................................... | [18 empty] | 13,013.37 |  |  | 152.83 |  |  | 229.43 |  | 812.35 |  | 29656 |  |  | 29656 | 13,013.37 152.83 229.43 812.35 | 13013.37 | 152.83 | 229.43 | 812.35 | 13013.37 | 152.83 | 229.43 | 812.35
29657 | 29657 | 1200A...................................................................................................................................................................................... | [18 empty] | 14,312.42 |  |  | 174.56 |  |  | 260.81 |  | 930.09 |  | 29657 |  |  | 29657 | 14,312.42 174.56 260.81 930.09 | 14312.42 | 174.56 | 260.81 | 930.09 | 14312.42 | 174.56 | 260.81 | 930.09
29658 | 29658 | 1350A...................................................................................................................................................................................... | [18 empty] | 16,157.34 |  |  | 195.09 |  |  | 292.60 |  | 1,041.85 |  | 29658 |  |  | 29658 | 16,157.34 195.09 292.60 1,041.85 | 16157.34 | 195.09 | 292.6 | 1041.85 | 16157.34 | 195.09 | 292.6 | 1041.85
29659 | 29659 | 1600A...................................................................................................................................................................................... | [18 empty] | 16,840.47 |  |  | 214.63 |  |  | 321.71 |  | 1,145.69 |  | 29659 |  |  | 29659 | 16,840.47 214.63 321.71 1,145.69 | 16840.47 | 214.63 | 321.71 | 1145.69 | 16840.47 | 214.63 | 321.71 | 1145.69
29660 | 29660 | 2000A...................................................................................................................................................................................... | [18 empty] | 17,407.90 |  |  | 236.32 |  |  | 355.01 |  | 1,270.56 |  | 29660 |  |  | 29660 | 17,407.90 236.32 355.01 1,270.56 | 17407.9 | 236.32 | 355.01 | 1270.56 | 17407.9 | 236.32 | 355.01 | 1270.56
29661 | 29661 | 2500A...................................................................................................................................................................................... | [18 empty] | 24,024.58 |  |  | 267.17 |  |  | 399.34 |  | 1,441.54 |  | 29661 |  |  | 29661 | 24,024.58 267.17 399.34 1,441.54 | 24024.58 | 267.17 | 399.34 | 1441.54 | 24024.58 | 267.17 | 399.34 | 1441.54
Flanged end, weatherproof type for all-insulated totally enclosed TPN copper
busduct of the rated current (linear length excluded and measured separately) : -
Each
29662 | 29662 | 600A........................................................................................................................................................................................ | [18 empty] | 3,068.63 |  |  | 60.98 |  |  | 91.97 |  | 316.64 |  | 29662 |  |  | 29662 | 3,068.63 60.98 91.97 316.64 | 3068.63 | 60.98 | 91.97 | 316.64 | 3068.63 | 60.98 | 91.97 | 316.64
29663 | 29663 | 800A........................................................................................................................................................................................ | [18 empty] | 3,382.15 |  |  | 67.53 |  |  | 101.21 |  | 348.50 |  | 29663 |  |  | 29663 | 3,382.15 67.53 101.21 348.50 | 3382.15 | 67.53 | 101.21 | 348.5 | 3382.15 | 67.53 | 101.21 | 348.5
29664 | 29664 | 1000A...................................................................................................................................................................................... | [18 empty] | 3,451.22 |  |  | 73.51 |  |  | 109.91 |  | 380.26 |  | 29664 |  |  | 29664 | 3,451.22 73.51 109.91 380.26 | 3451.22 | 73.51 | 109.91 | 380.26 | 3451.22 | 73.51 | 109.91 | 380.26
29665 | 29665 | 1200A...................................................................................................................................................................................... | [18 empty] | 3,811.16 |  |  | 79.81 |  |  | 118.65 |  | 412.74 |  | 29665 |  |  | 29665 | 3,811.16 79.81 118.65 412.74 | 3811.16 | 79.81 | 118.65 | 412.74 | 3811.16 | 79.81 | 118.65 | 412.74
29666 | 29666 | 1350A...................................................................................................................................................................................... | [18 empty] | 4,018.46 |  |  | 85.03 |  |  | 127.58 |  | 444.12 |  | 29666 |  |  | 29666 | 4,018.46 85.03 127.58 444.12 | 4018.46 | 85.03 | 127.58 | 444.12 | 4018.46 | 85.03 | 127.58 | 444.12
29667 | 29667 | 1600A...................................................................................................................................................................................... | [18 empty] | 4,442.78 |  |  | 94.57 |  |  | 141.28 |  | 493.90 |  | 29667 |  |  | 29667 | 4,442.78 94.57 141.28 493.90 | 4442.78 | 94.57 | 141.28 | 493.9 | 4442.78 | 94.57 | 141.28 | 493.9
29668 | 29668 | 2000A...................................................................................................................................................................................... | [18 empty] | 4,965.31 |  |  | 104.30 |  |  | 156.65 |  | 544.66 |  | 29668 |  |  | 29668 | 4,965.31 104.30 156.65 544.66 | 4965.31 | 104.3 | 156.65 | 544.66 | 4965.31 | 104.3 | 156.65 | 544.66
29669 | 29669 | 2500A...................................................................................................................................................................................... | [18 empty] | 7,163.87 |  |  | 118.10 |  |  | 177.53 |  | 619.41 |  | 29669 |  |  | 29669 | 7,163.87 118.10 177.53 619.41 | 7163.87 | 118.1 | 177.53 | 619.41 | 7163.87 | 118.1 | 177.53 | 619.41
29/34
29 | 29 | ELECTRICAL INSTALLATION - MAIN DISTRIBUTION SYSTEMS | [18 empty] | 29
| Item | Item
| BUSBAR TRUNKING AND BUS DUCT (CONT'D) | [14 empty] | Take | [9 empty] | Take
| Supply | [22 empty] | down |  | down |  |  | Fix
| and | [22 empty] | and |  | and set |  |  | only
| Fuseswitch TPN, metal clad, plug-in type c/w HRC fuses for all-insulated totally | [16 empty] | fix | [5 empty] | clear |  | aside for
| enclosed TPN copper busduct of the rated current : - | [12 empty] | away | [11 empty] | re-use
| A | [22 empty] | B |  | C |  |  | D
| Each |  |  | $ | [19 empty] | $ |  | $ |  |  | $
29670 | 29670 | 200A........................................................................................................................................................................................ | [18 empty] | 7,487.34 |  |  | 152.04 |  |  | 199.66 |  | 700.66 |  | 29670 |  |  | 29670 | 7,487.34 152.04 199.66 700.66 | 7487.34 | 152.04 | 199.66 | 700.66 | 7487.34 | 152.04 | 199.66 | 700.66
29671 | 29671 | 400A........................................................................................................................................................................................ | [18 empty] | 13,101.10 |  |  | 198.54 |  |  | 260.81 |  | 930.09 |  | 29671 |  |  | 29671 | 13,101.10 198.54 260.81 930.09 | 13101.1 | 198.54 | 260.81 | 930.09 | 13101.1 | 198.54 | 260.81 | 930.09
29672 | 29672 | 600A........................................................................................................................................................................................ | [18 empty] | 17,590.72 |  |  | 253.81 |  |  | 333.02 |  | 1,188.80 |  | 29672 |  |  | 29672 | 17,590.72 253.81 333.02 1,188.80 | 17590.72 | 253.81 | 333.02 | 1188.8 | 17590.72 | 253.81 | 333.02 | 1188.8
Busduct, TPN copper busbars, all-insulated, totally enclosed, indoor feeder type c/w
ends, elbows, tee unit, supports, hangers, fixing accessories, etc. of the rated
current : -
Per linear metre
29673 | 29673 | 600A........................................................................................................................................................................................ | [18 empty] | 4,876.74 |  |  | 99.36 |  |  | 147.92 |  | 510.00 |  | 29673 |  |  | 29673 | 4,876.74 99.36 147.92 510.00 | 4876.74 | 99.36 | 147.92 | 510 | 4876.74 | 99.36 | 147.92 | 510
29674 | 29674 | 800A........................................................................................................................................................................................ | [18 empty] | 5,062.72 |  |  | 117.28 |  |  | 174.77 |  | 605.00 |  | 29674 |  |  | 29674 | 5,062.72 117.28 174.77 605.00 | 5062.72 | 117.28 | 174.77 | 605 | 5062.72 | 117.28 | 174.77 | 605
29675 | 29675 | 1000A...................................................................................................................................................................................... | [18 empty] | 5,854.26 |  |  | 134.84 |  |  | 202.30 |  | 697.44 |  | 29675 |  |  | 29675 | 5,854.26 134.84 202.30 697.44 | 5854.26 | 134.84 | 202.3 | 697.44 | 5854.26 | 134.84 | 202.3 | 697.44
29676 | 29676 | 1200A...................................................................................................................................................................................... | [18 empty] | 7,389.07 |  |  | 152.94 |  |  | 228.59 |  | 793.87 |  | 29676 |  |  | 29676 | 7,389.07 152.94 228.59 793.87 | 7389.07 | 152.94 | 228.59 | 793.87 | 7389.07 | 152.94 | 228.59 | 793.87
29677 | 29677 | 1350A...................................................................................................................................................................................... | [18 empty] | 8,161.15 |  |  | 169.11 |  |  | 253.81 |  | 873.42 |  | 29677 |  |  | 29677 | 8,161.15 169.11 253.81 873.42 | 8161.15 | 169.11 | 253.81 | 873.42 | 8161.15 | 169.11 | 253.81 | 873.42
29678 | 29678 | 1600A...................................................................................................................................................................................... | [18 empty] | 9,467.72 |  |  | 187.61 |  |  | 280.12 |  | 968.40 |  | 29678 |  |  | 29678 | 9,467.72 187.61 280.12 968.40 | 9467.72 | 187.61 | 280.12 | 968.4 | 9467.72 | 187.61 | 280.12 | 968.4
29679 | 29679 | 2000A...................................................................................................................................................................................... | [18 empty] | 11,049.00 |  |  | 206.94 |  |  | 310.41 |  | 1,073.43 |  | 29679 |  |  | 29679 | 11,049.00 206.94 310.41 1,073.43 | 11049 | 206.94 | 310.41 | 1073.43 | 11049 | 206.94 | 310.41 | 1073.43
29680 | 29680 | 2500A...................................................................................................................................................................................... | [18 empty] | 15,145.64 |  |  | 228.85 |  |  | 342.42 |  | 1,181.20 |  | 29680 |  |  | 29680 | 15,145.64 228.85 342.42 1,181.20 | 15145.64 | 228.85 | 342.42 | 1181.2 | 15145.64 | 228.85 | 342.42 | 1181.2
Busduct, TPN copper busbars, all-insulated totally enclosed, indoor plug-in type c/w
ends, elbows, tee unit, supports, hangers, fixing accessories, etc. of the rated
current : -
Per linear metre
29681 | 29681 | 600A........................................................................................................................................................................................ | [18 empty] | 5,719.52 |  |  | 99.36 |  |  | 147.92 |  | 528.79 |  | 29681 |  |  | 29681 | 5,719.52 99.36 147.92 528.79 | 5719.52 | 99.36 | 147.92 | 528.79 | 5719.52 | 99.36 | 147.92 | 528.79
29682 | 29682 | 800A........................................................................................................................................................................................ | [18 empty] | 5,917.83 |  |  | 117.28 |  |  | 174.77 |  | 605.00 |  | 29682 |  |  | 29682 | 5,917.83 117.28 174.77 605.00 | 5917.83 | 117.28 | 174.77 | 605 | 5917.83 | 117.28 | 174.77 | 605
29683 | 29683 | 1000A...................................................................................................................................................................................... | [18 empty] | 6,749.44 |  |  | 134.84 |  |  | 202.30 |  | 697.44 |  | 29683 |  |  | 29683 | 6,749.44 134.84 202.30 697.44 | 6749.44 | 134.84 | 202.3 | 697.44 | 6749.44 | 134.84 | 202.3 | 697.44
29684 | 29684 | 1200A...................................................................................................................................................................................... | [18 empty] | 8,257.19 |  |  | 152.94 |  |  | 228.59 |  | 793.87 |  | 29684 |  |  | 29684 | 8,257.19 152.94 228.59 793.87 | 8257.19 | 152.94 | 228.59 | 793.87 | 8257.19 | 152.94 | 228.59 | 793.87
29685 | 29685 | 1350A...................................................................................................................................................................................... | [18 empty] | 9,044.77 |  |  | 169.11 |  |  | 253.81 |  | 873.42 |  | 29685 |  |  | 29685 | 9,044.77 169.11 253.81 873.42 | 9044.77 | 169.11 | 253.81 | 873.42 | 9044.77 | 169.11 | 253.81 | 873.42
29686 | 29686 | 1600A...................................................................................................................................................................................... | [18 empty] | 10,465.42 |  |  | 187.61 |  |  | 280.12 |  | 968.40 |  | 29686 |  |  | 29686 | 10,465.42 187.61 280.12 968.40 | 10465.42 | 187.61 | 280.12 | 968.4 | 10465.42 | 187.61 | 280.12 | 968.4
29687 | 29687 | 2000A...................................................................................................................................................................................... | [18 empty] | 12,140.13 |  |  | 206.94 |  |  | 310.41 |  | 1,073.43 |  | 29687 |  |  | 29687 | 12,140.13 206.94 310.41 1,073.43 | 12140.13 | 206.94 | 310.41 | 1073.43 | 12140.13 | 206.94 | 310.41 | 1073.43
29688 | 29688 | 2500A...................................................................................................................................................................................... | [18 empty] | 17,140.21 |  |  | 228.85 |  |  | 342.42 |  | 1,181.20 |  | 29688 |  |  | 29688 | 17,140.21 228.85 342.42 1,181.20 | 17140.21 | 228.85 | 342.42 | 1181.2 | 17140.21 | 228.85 | 342.42 | 1181.2
29/35
29 | 29 | ELECTRICAL INSTALLATION - MAIN DISTRIBUTION SYSTEMS | [18 empty] | 29
| Item | Item
| BUSBAR TRUNKING AND BUS DUCT (CONT'D) | [14 empty] | Take | [9 empty] | Take
| Supply | [22 empty] | down |  | down |  |  | Fix
| and | [22 empty] | and |  | and set |  |  | only
| MCCB, TPN, metal clad, plug-in type, minimum 40 kA at 380V, for all-insulated | [16 empty] | fix | [5 empty] | clear |  | aside for
| totally enclosed TPN copper busduct of the rated current : - | [14 empty] | away | [9 empty] | re-use
| A | [22 empty] | B |  | C |  |  | D
| Each |  |  | $ | [19 empty] | $ |  | $ |  |  | $
29689 | 29689 | 200A........................................................................................................................................................................................ | [18 empty] | 8,550.18 |  |  | 157.80 |  |  | 202.30 |  | 697.44 |  | 29689 |  |  | 29689 | 8,550.18 157.80 202.30 697.44 | 8550.18 | 157.8 | 202.3 | 697.44 | 8550.18 | 157.8 | 202.3 | 697.44
29690 | 29690 | 400A........................................................................................................................................................................................ | [18 empty] | 13,491.61 |  |  | 206.03 |  |  | 264.74 |  | 914.00 |  | 29690 |  |  | 29690 | 13,491.61 206.03 264.74 914.00 | 13491.61 | 206.03 | 264.74 | 914 | 13491.61 | 206.03 | 264.74 | 914
29691 | 29691 | 600A........................................................................................................................................................................................ | [18 empty] | 17,366.16 |  |  | 262.81 |  |  | 337.34 |  | 1,165.96 |  | 29691 |  |  | 29691 | 17,366.16 262.81 337.34 1,165.96 | 17366.16 | 262.81 | 337.34 | 1165.96 | 17366.16 | 262.81 | 337.34 | 1165.96
Busduct, TPN copper busbars, all-insulated totally enclosed, outdoor feeder c/w
ends, elbows, tee unit, supports, hangers, fixing accessories, etc. of the rated
current : -
Per linear metre
29692 | 29692 | 600A........................................................................................................................................................................................ | [18 empty] | 5,730.33 |  |  | 98.57 |  |  | 146.77 |  | 506.08 |  | 29692 |  |  | 29692 | 5,730.33 98.57 146.77 506.08 | 5730.33 | 98.57 | 146.77 | 506.08 | 5730.33 | 98.57 | 146.77 | 506.08
29693 | 29693 | 800A........................................................................................................................................................................................ | [18 empty] | 5,883.37 |  |  | 116.38 |  |  | 173.41 |  | 600.31 |  | 29693 |  |  | 29693 | 5,883.37 116.38 173.41 600.31 | 5883.37 | 116.38 | 173.41 | 600.31 | 5883.37 | 116.38 | 173.41 | 600.31
29694 | 29694 | 1000A...................................................................................................................................................................................... | [18 empty] | 6,186.19 |  |  | 133.80 |  |  | 200.74 |  | 692.09 |  | 29694 |  |  | 29694 | 6,186.19 133.80 200.74 692.09 | 6186.19 | 133.8 | 200.74 | 692.09 | 6186.19 | 133.8 | 200.74 | 692.09
29695 | 29695 | 1200A...................................................................................................................................................................................... | [18 empty] | 7,397.56 |  |  | 151.74 |  |  | 226.85 |  | 787.79 |  | 29695 |  |  | 29695 | 7,397.56 151.74 226.85 787.79 | 7397.56 | 151.74 | 226.85 | 787.79 | 7397.56 | 151.74 | 226.85 | 787.79
29696 | 29696 | 1350A...................................................................................................................................................................................... | [18 empty] | 8,143.98 |  |  | 167.83 |  |  | 251.85 |  | 866.72 |  | 29696 |  |  | 29696 | 8,143.98 167.83 251.85 866.72 | 8143.98 | 167.83 | 251.85 | 866.72 | 8143.98 | 167.83 | 251.85 | 866.72
29697 | 29697 | 1600A...................................................................................................................................................................................... | [18 empty] | 9,329.20 |  |  | 186.17 |  |  | 277.97 |  | 961.01 |  | 29697 |  |  | 29697 | 9,329.20 186.17 277.97 961.01 | 9329.2 | 186.17 | 277.97 | 961.01 | 9329.2 | 186.17 | 277.97 | 961.01
29698 | 29698 | 2000A...................................................................................................................................................................................... | [18 empty] | 10,837.69 |  |  | 205.35 |  |  | 308.04 |  | 1,065.20 |  | 29698 |  |  | 29698 | 10,837.69 205.35 308.04 1,065.20 | 10837.69 | 205.35 | 308.04 | 1065.2 | 10837.69 | 205.35 | 308.04 | 1065.2
29699 | 29699 | 2500A...................................................................................................................................................................................... | [18 empty] | 14,856.37 |  |  | 227.09 |  |  | 339.79 |  | 1,172.24 |  | 29699 |  |  | 29699 | 14,856.37 227.09 339.79 1,172.24 | 14856.37 | 227.09 | 339.79 | 1172.24 | 14856.37 | 227.09 | 339.79 | 1172.24
90º offset, edgewise or flatwise, IP54 for all insulated totally enclosed TPN copper
busbar trunking of the rated current (linear length excluded and measured
separately) : -
Each
29700 | 29700 | 600A........................................................................................................................................................................................ | [18 empty] | 8,650.04 |  |  | 173.89 |  |  | 260.81 |  | 930.09 |  | 29700 |  |  | 29700 | 8,650.04 173.89 260.81 930.09 | 8650.04 | 173.89 | 260.81 | 930.09 | 8650.04 | 173.89 | 260.81 | 930.09
29701 | 29701 | 800A........................................................................................................................................................................................ | [18 empty] | 8,895.72 |  |  | 208.60 |  |  | 311.88 |  | 1,115.97 |  | 29701 |  |  | 29701 | 8,895.72 208.60 311.88 1,115.97 | 8895.72 | 208.6 | 311.88 | 1115.97 | 8895.72 | 208.6 | 311.88 | 1115.97
29702 | 29702 | 1000A...................................................................................................................................................................................... | [18 empty] | 9,587.37 |  |  | 242.34 |  |  | 364.16 |  | 1,300.00 |  | 29702 |  |  | 29702 | 9,587.37 242.34 364.16 1,300.00 | 9587.37 | 242.34 | 364.16 | 1300 | 9587.37 | 242.34 | 364.16 | 1300
29703 | 29703 | 1200A...................................................................................................................................................................................... | [18 empty] | 10,507.28 |  |  | 277.80 |  |  | 414.89 |  | 1,486.20 |  | 29703 |  |  | 29703 | 10,507.28 277.80 414.89 1,486.20 | 10507.28 | 277.8 | 414.89 | 1486.2 | 10507.28 | 277.8 | 414.89 | 1486.2
29704 | 29704 | 1350A...................................................................................................................................................................................... | [18 empty] | 11,119.64 |  |  | 307.75 |  |  | 461.54 |  | 1,650.55 |  | 29704 |  |  | 29704 | 11,119.64 307.75 461.54 1,650.55 | 11119.64 | 307.75 | 461.54 | 1650.55 | 11119.64 | 307.75 | 461.54 | 1650.55
29705 | 29705 | 1600A...................................................................................................................................................................................... | [18 empty] | 12,118.27 |  |  | 338.33 |  |  | 508.18 |  | 1,816.13 |  | 29705 |  |  | 29705 | 12,118.27 338.33 508.18 1,816.13 | 12118.27 | 338.33 | 508.18 | 1816.13 | 12118.27 | 338.33 | 508.18 | 1816.13
29706 | 29706 | 2000A...................................................................................................................................................................................... | [18 empty] | 13,165.02 |  |  | 373.29 |  |  | 559.81 |  | 2,002.80 |  | 29706 |  |  | 29706 | 13,165.02 373.29 559.81 2,002.80 | 13165.02 | 373.29 | 559.81 | 2002.8 | 13165.02 | 373.29 | 559.81 | 2002.8
29707 | 29707 | 2500A...................................................................................................................................................................................... | [18 empty] | 18,310.01 |  |  | 421.94 |  |  | 633.27 |  | 2,271.64 |  | 29707 |  |  | 29707 | 18,310.01 421.94 633.27 2,271.64 | 18310.01 | 421.94 | 633.27 | 2271.64 | 18310.01 | 421.94 | 633.27 | 2271.64
29/36
29 | 29 | ELECTRICAL INSTALLATION - MAIN DISTRIBUTION SYSTEMS | [18 empty] | 29
| Item | Item
BUSBAR TRUNKING AND BUS DUCT (CONT'D)
| Take | [24 empty] | Take
| Supply | [22 empty] | down |  | down |  |  | Fix
| 90º offset, edgewise or flatwise, IP65 for all insulated totally enclosed TPN copper | [17 empty] | and |  |  |  |  | and |  | and set |  |  | only
| busbar trunking of the rated current (linear length excluded and measured | [16 empty] | fix | [5 empty] | clear |  | aside for
| separately) : - |  |  |  |  | away | [19 empty] | re-use
| A | [22 empty] | B |  | C |  |  | D
| Each |  |  | $ | [19 empty] | $ |  | $ |  |  | $
29708 | 29708 | 600A........................................................................................................................................................................................ | [18 empty] | 8,881.05 |  |  | 174.23 |  |  | 261.34 |  | 931.95 |  | 29708 |  |  | 29708 | 8,881.05 174.23 261.34 931.95 | 8881.05 | 174.23 | 261.34 | 931.95 | 8881.05 | 174.23 | 261.34 | 931.95
29709 | 29709 | 800A........................................................................................................................................................................................ | [18 empty] | 9,127.96 |  |  | 209.00 |  |  | 312.47 |  | 1,118.24 |  | 29709 |  |  | 29709 | 9,127.96 209.00 312.47 1,118.24 | 9127.96 | 209 | 312.47 | 1118.24 | 9127.96 | 209 | 312.47 | 1118.24
29710 | 29710 | 1000A...................................................................................................................................................................................... | [18 empty] | 9,829.96 |  |  | 242.82 |  |  | 364.85 |  | 1,302.61 |  | 29710 |  |  | 29710 | 9,829.96 242.82 364.85 1,302.61 | 9829.96 | 242.82 | 364.85 | 1302.61 | 9829.96 | 242.82 | 364.85 | 1302.61
29711 | 29711 | 1200A...................................................................................................................................................................................... | [18 empty] | 10,773.20 |  |  | 278.34 |  |  | 415.71 |  | 1,489.20 |  | 29711 |  |  | 29711 | 10,773.20 278.34 415.71 1,489.20 | 10773.2 | 278.34 | 415.71 | 1489.2 | 10773.2 | 278.34 | 415.71 | 1489.2
29712 | 29712 | 1350A...................................................................................................................................................................................... | [18 empty] | 11,399.84 |  |  | 308.35 |  |  | 462.44 |  | 1,653.89 |  | 29712 |  |  | 29712 | 11,399.84 308.35 462.44 1,653.89 | 11399.84 | 308.35 | 462.44 | 1653.89 | 11399.84 | 308.35 | 462.44 | 1653.89
29713 | 29713 | 1600A...................................................................................................................................................................................... | [18 empty] | 12,424.08 |  |  | 339.00 |  |  | 509.19 |  | 1,819.78 |  | 29713 |  |  | 29713 | 12,424.08 339.00 509.19 1,819.78 | 12424.08 | 339 | 509.19 | 1819.78 | 12424.08 | 339 | 509.19 | 1819.78
29714 | 29714 | 2000A...................................................................................................................................................................................... | [18 empty] | 13,495.52 |  |  | 374.04 |  |  | 560.91 |  | 2,006.89 |  | 29714 |  |  | 29714 | 13,495.52 374.04 560.91 2,006.89 | 13495.52 | 374.04 | 560.91 | 2006.89 | 13495.52 | 374.04 | 560.91 | 2006.89
29715 | 29715 | 2500A...................................................................................................................................................................................... | [18 empty] | 18,783.03 |  |  | 422.76 |  |  | 634.48 |  | 2,276.21 |  | 29715 |  |  | 29715 | 18,783.03 422.76 634.48 2,276.21 | 18783.03 | 422.76 | 634.48 | 2276.21 | 18783.03 | 422.76 | 634.48 | 2276.21
90º offset, edgewise or flatwise, IP66 for all insulated totally enclosed TPN copper
busbar trunking of the rated current (linear length excluded and measured
separately) : -
Each
29716 | 29716 | 600A........................................................................................................................................................................................ | [18 empty] | 9,352.56 |  |  | 174.23 |  |  | 261.34 |  | 931.95 |  | 29716 |  |  | 29716 | 9,352.56 174.23 261.34 931.95 | 9352.56 | 174.23 | 261.34 | 931.95 | 9352.56 | 174.23 | 261.34 | 931.95
29717 | 29717 | 800A........................................................................................................................................................................................ | [18 empty] | 9,601.98 |  |  | 209.00 |  |  | 312.47 |  | 1,118.24 |  | 29717 |  |  | 29717 | 9,601.98 209.00 312.47 1,118.24 | 9601.98 | 209 | 312.47 | 1118.24 | 9601.98 | 209 | 312.47 | 1118.24
29718 | 29718 | 1000A...................................................................................................................................................................................... | [18 empty] | 9,829.96 |  |  | 242.82 |  |  | 364.85 |  | 1,302.61 |  | 29718 |  |  | 29718 | 9,829.96 242.82 364.85 1,302.61 | 9829.96 | 242.82 | 364.85 | 1302.61 | 9829.96 | 242.82 | 364.85 | 1302.61
29719 | 29719 | 1200A...................................................................................................................................................................................... | [18 empty] | 11,141.05 |  |  | 278.34 |  |  | 415.71 |  | 1,489.20 |  | 29719 |  |  | 29719 | 11,141.05 278.34 415.71 1,489.20 | 11141.05 | 278.34 | 415.71 | 1489.2 | 11141.05 | 278.34 | 415.71 | 1489.2
29720 | 29720 | 1350A...................................................................................................................................................................................... | [18 empty] | 11,399.84 |  |  | 308.35 |  |  | 462.44 |  | 1,653.89 |  | 29720 |  |  | 29720 | 11,399.84 308.35 462.44 1,653.89 | 11399.84 | 308.35 | 462.44 | 1653.89 | 11399.84 | 308.35 | 462.44 | 1653.89
29721 | 29721 | 1600A...................................................................................................................................................................................... | [18 empty] | 12,772.81 |  |  | 339.00 |  |  | 509.19 |  | 1,819.78 |  | 29721 |  |  | 29721 | 12,772.81 339.00 509.19 1,819.78 | 12772.81 | 339 | 509.19 | 1819.78 | 12772.81 | 339 | 509.19 | 1819.78
29722 | 29722 | 2000A...................................................................................................................................................................................... | [18 empty] | 13,774.00 |  |  | 374.04 |  |  | 560.91 |  | 2,006.89 |  | 29722 |  |  | 29722 | 13,774.00 374.04 560.91 2,006.89 | 13774 | 374.04 | 560.91 | 2006.89 | 13774 | 374.04 | 560.91 | 2006.89
29723 | 29723 | 2500A...................................................................................................................................................................................... | [18 empty] | 19,894.67 |  |  | 422.76 |  |  | 634.48 |  | 2,276.21 |  | 29723 |  |  | 29723 | 19,894.67 422.76 634.48 2,276.21 | 19894.67 | 422.76 | 634.48 | 2276.21 | 19894.67 | 422.76 | 634.48 | 2276.21
29/37
29 | 29 | ELECTRICAL INSTALLATION - MAIN DISTRIBUTION SYSTEMS | [18 empty] | 29
| Item | Item
| BUSBAR TRUNKING AND BUS DUCT (CONT'D) | [14 empty] | Take | [9 empty] | Take
| Supply | [22 empty] | down |  | down |  |  | Fix
| and | [22 empty] | and |  | and set |  |  | only
| Tee unit, weatherproof type for all-insulated totally enclosed TPN copper busduct of | [17 empty] | fix |  |  |  |  | clear |  | aside for
| the rated current (linear length excluded and measured separately) : - | [16 empty] | away | [7 empty] | re-use
| A | [22 empty] | B |  | C |  |  | D
| Each |  |  | $ | [19 empty] | $ |  | $ |  |  | $
29724 | 29724 | 200A........................................................................................................................................................................................ | [18 empty] | 3,761.28 |  |  | 87.79 |  |  | 149.24 |  | 594.04 |  | 29724 |  |  | 29724 | 3,761.28 87.79 149.24 594.04 | 3761.28 | 87.79 | 149.24 | 594.04 | 3761.28 | 87.79 | 149.24 | 594.04
29725 | 29725 | 400A........................................................................................................................................................................................ | [18 empty] | 4,074.63 |  |  | 87.79 |  |  | 159.89 |  | 608.87 |  | 29725 |  |  | 29725 | 4,074.63 87.79 159.89 608.87 | 4074.63 | 87.79 | 159.89 | 608.87 | 4074.63 | 87.79 | 159.89 | 608.87
29726 | 29726 | 600A........................................................................................................................................................................................ | [18 empty] | 4,272.37 |  |  | 120.18 |  |  | 180.01 |  | 621.76 |  | 29726 |  |  | 29726 | 4,272.37 120.18 180.01 621.76 | 4272.37 | 120.18 | 180.01 | 621.76 | 4272.37 | 120.18 | 180.01 | 621.76
29727 | 29727 | 800A........................................................................................................................................................................................ | [18 empty] | 4,583.07 |  |  | 142.95 |  |  | 214.17 |  | 746.90 |  | 29727 |  |  | 29727 | 4,583.07 142.95 214.17 746.90 | 4583.07 | 142.95 | 214.17 | 746.9 | 4583.07 | 142.95 | 214.17 | 746.9
29728 | 29728 | 1000A...................................................................................................................................................................................... | [18 empty] | 4,935.11 |  |  | 166.76 |  |  | 250.07 |  | 869.46 |  | 29728 |  |  | 29728 | 4,935.11 166.76 250.07 869.46 | 4935.11 | 166.76 | 250.07 | 869.46 | 4935.11 | 166.76 | 250.07 | 869.46
29729 | 29729 | 1200A...................................................................................................................................................................................... | [18 empty] | 5,495.01 |  |  | 191.48 |  |  | 286.53 |  | 990.81 |  | 29729 |  |  | 29729 | 5,495.01 191.48 286.53 990.81 | 5495.01 | 191.48 | 286.53 | 990.81 | 5495.01 | 191.48 | 286.53 | 990.81
29730 | 29730 | 1350A...................................................................................................................................................................................... | [18 empty] | 5,855.32 |  |  | 213.11 |  |  | 319.55 |  | 1,085.66 |  | 29730 |  |  | 29730 | 5,855.32 213.11 319.55 1,085.66 | 5855.32 | 213.11 | 319.55 | 1085.66 | 5855.32 | 213.11 | 319.55 | 1085.66
29731 | 29731 | 1600A...................................................................................................................................................................................... | [18 empty] | 6,342.72 |  |  | 234.74 |  |  | 352.39 |  | 1,200.91 |  | 29731 |  |  | 29731 | 6,342.72 234.74 352.39 1,200.91 | 6342.72 | 234.74 | 352.39 | 1200.91 | 6342.72 | 234.74 | 352.39 | 1200.91
29732 | 29732 | 2000A...................................................................................................................................................................................... | [18 empty] | 6,961.16 |  |  | 258.26 |  |  | 386.84 |  | 1,325.71 |  | 29732 |  |  | 29732 | 6,961.16 258.26 386.84 1,325.71 | 6961.16 | 258.26 | 386.84 | 1325.71 | 6961.16 | 258.26 | 386.84 | 1325.71
29733 | 29733 | 2500A...................................................................................................................................................................................... | [18 empty] | 9,604.51 |  |  | 292.15 |  |  | 438.72 |  | 1,501.86 |  | 29733 |  |  | 29733 | 9,604.51 292.15 438.72 1,501.86 | 9604.51 | 292.15 | 438.72 | 1501.86 | 9604.51 | 292.15 | 438.72 | 1501.86
29/38
Section 30
ELECTRICAL INSTALLATION -
MISCELLANEOUS
30 | 30 | ELECTRICAL INSTALLATION - MISCELLANEOUS | [16 empty] | 30
| Item | Item
DISTRIBUTION BOARDS
| Take | [24 empty] | Take
| Supply | [22 empty] | down |  | down |  |  | Fix
| Fuseboard to BS EN 60439-3 with 500V fuse base and holder, fixed, connected | [16 empty] | and | [5 empty] | and |  | and set |  |  | only
| retained with labels, circuit list etc., including solid copper bars for neutral and for | [17 empty] | fix |  |  |  |  | clear |  | aside for
| earth, suitable for fuses to IEC 60269-1 (HRC fuses measured separately) : - | [16 empty] | away | [7 empty] | re-use
| A | [22 empty] | B |  | C |  |  | D
| Each |  |  | $ | [19 empty] | $ |  | $ |  |  | $
30001 | 30001 | 20/ 32A SPN 4 way ................................................................................................................................................................ | [18 empty] | 1,607.02 |  |  | 30.78 |  |  | 36.31 |  | 94.62 |  | 30001 |  |  | 30001 | 1,607.02 30.78 36.31 94.62 | 1607.02 | 30.78 | 36.31 | 94.62 | 1607.02 | 30.78 | 36.31 | 94.62
30002 | 30002 | 20/ 32A SPN 6 way ................................................................................................................................................................ | [18 empty] | 2,054.82 |  |  | 33.04 |  |  | 39.46 |  | 105.78 |  | 30002 |  |  | 30002 | 2,054.82 33.04 39.46 105.78 | 2054.82 | 33.04 | 39.46 | 105.78 | 2054.82 | 33.04 | 39.46 | 105.78
30003 | 30003 | 20/ 32A SPN 8 way ................................................................................................................................................................ | [18 empty] | 2,412.54 |  |  | 33.04 |  |  | 39.46 |  | 105.78 |  | 30003 |  |  | 30003 | 2,412.54 33.04 39.46 105.78 | 2412.54 | 33.04 | 39.46 | 105.78 | 2412.54 | 33.04 | 39.46 | 105.78
30004 | 30004 | 20/ 32A SPN 10 way .............................................................................................................................................................. | [18 empty] | 2,798.28 |  |  | 34.90 |  |  | 43.70 |  | 134.21 |  | 30004 |  |  | 30004 | 2,798.28 34.90 43.70 134.21 | 2798.28 | 34.9 | 43.7 | 134.21 | 2798.28 | 34.9 | 43.7 | 134.21
30005 | 30005 | 20/ 32A SPN 12 way .............................................................................................................................................................. | [18 empty] | 3,181.02 |  |  | 34.90 |  |  | 43.70 |  | 134.21 |  | 30005 |  |  | 30005 | 3,181.02 34.90 43.70 134.21 | 3181.02 | 34.9 | 43.7 | 134.21 | 3181.02 | 34.9 | 43.7 | 134.21
30006 | 30006 | 20/ 32A TPN 2 way................................................................................................................................................................ | [18 empty] | 2,143.44 |  |  | 30.78 |  |  | 36.31 |  | 94.62 |  | 30006 |  |  | 30006 | 2,143.44 30.78 36.31 94.62 | 2143.44 | 30.78 | 36.31 | 94.62 | 2143.44 | 30.78 | 36.31 | 94.62
30007 | 30007 | 20/ 32A TPN 4 way................................................................................................................................................................ | [18 empty] | 2,993.46 |  |  | 34.90 |  |  | 43.70 |  | 134.21 |  | 30007 |  |  | 30007 | 2,993.46 34.90 43.70 134.21 | 2993.46 | 34.9 | 43.7 | 134.21 | 2993.46 | 34.9 | 43.7 | 134.21
30008 | 30008 | 20/ 32A TPN 6 way................................................................................................................................................................ | [18 empty] | 3,944.88 |  |  | 34.90 |  |  | 43.70 |  | 134.21 |  | 30008 |  |  | 30008 | 3,944.88 34.90 43.70 134.21 | 3944.88 | 34.9 | 43.7 | 134.21 | 3944.88 | 34.9 | 43.7 | 134.21
30009 | 30009 | 20/ 32A TPN 8 way................................................................................................................................................................ | [18 empty] | 4,992.65 |  |  | 43.70 |  |  | 54.21 |  | 167.83 |  | 30009 |  |  | 30009 | 4,992.65 43.70 54.21 167.83 | 4992.65 | 43.7 | 54.21 | 167.83 | 4992.65 | 43.7 | 54.21 | 167.83
30010 | 30010 | 63A TPN 2 way ...................................................................................................................................................................... | [18 empty] | 4,777.78 |  |  | 30.78 |  |  | 36.31 |  | 94.62 |  | 30010 |  |  | 30010 | 4,777.78 30.78 36.31 94.62 | 4777.78 | 30.78 | 36.31 | 94.62 | 4777.78 | 30.78 | 36.31 | 94.62
30011 | 30011 | 63A TPN 4 way ...................................................................................................................................................................... | [18 empty] | 6,824.89 |  |  | 34.90 |  |  | 43.70 |  | 134.21 |  | 30011 |  |  | 30011 | 6,824.89 34.90 43.70 134.21 | 6824.89 | 34.9 | 43.7 | 134.21 | 6824.89 | 34.9 | 43.7 | 134.21
30012 | 30012 | 63A TPN 6 way ...................................................................................................................................................................... | [18 empty] | 8,906.59 |  |  | 34.90 |  |  | 43.70 |  | 134.21 |  | 30012 |  |  | 30012 | 8,906.59 34.90 43.70 134.21 | 8906.59 | 34.9 | 43.7 | 134.21 | 8906.59 | 34.9 | 43.7 | 134.21
30013 | 30013 | 63A TPN 8 way ...................................................................................................................................................................... | [18 empty] | 10,910.09 |  |  | 43.70 |  |  | 54.21 |  | 167.83 |  | 30013 |  |  | 30013 | 10,910.09 43.70 54.21 167.83 | 10910.09 | 43.7 | 54.21 | 167.83 | 10910.09 | 43.7 | 54.21 | 167.83
Metal boxes only for distribution boards 250/ 500 V (as per approved pattern)
including solid copper earth bar, neutral bar, circuit list etc., (fuses base and holder
not included), for fuse-way of the following sizes : -
Each
30014 | 30014 | 32A SPN 4 - 6 way.................................................................................................................................................................. | [18 empty] | 518.04 |  |  | 17.43 |  |  | 21.94 |  | 69.41 |  | 30014 |  |  | 30014 | 518.04 17.43 21.94 69.41 | 518.04 | 17.43 | 21.94 | 69.41 | 518.04 | 17.43 | 21.94 | 69.41
30015 | 30015 | 32A SPN 7 - 9 way ................................................................................................................................................................. | [18 empty] | 893.45 |  |  | 23.43 |  |  | 29.18 |  | 93.62 |  | 30015 |  |  | 30015 | 893.45 23.43 29.18 93.62 | 893.45 | 23.43 | 29.18 | 93.62 | 893.45 | 23.43 | 29.18 | 93.62
30016 | 30016 | 32A SPN 10 - 12 way............................................................................................................................................................. | [18 empty] | 962.40 |  |  | 32.71 |  |  | 41.17 |  | 130.88 |  | 30016 |  |  | 30016 | 962.40 32.71 41.17 130.88 | 962.4 | 32.71 | 41.17 | 130.88 | 962.4 | 32.71 | 41.17 | 130.88
30017 | 30017 | 32A TPN 2 - 4 way................................................................................................................................................................. | [18 empty] | 1,216.61 |  |  | 32.71 |  |  | 41.17 |  | 130.88 |  | 30017 |  |  | 30017 | 1,216.61 32.71 41.17 130.88 | 1216.61 | 32.71 | 41.17 | 130.88 | 1216.61 | 32.71 | 41.17 | 130.88
30018 | 30018 | 63A TPN 4 way ...................................................................................................................................................................... | [18 empty] | 1,980.03 |  |  | 32.71 |  |  | 41.17 |  | 130.88 |  | 30018 |  |  | 30018 | 1,980.03 32.71 41.17 130.88 | 1980.03 | 32.71 | 41.17 | 130.88 | 1980.03 | 32.71 | 41.17 | 130.88
30019 | 30019 | 63A TPN 6 way....................................................................................................................................................................... | [18 empty] | 2,118.61 |  |  | 41.81 |  |  | 52.17 |  | 166.82 |  | 30019 |  |  | 30019 | 2,118.61 41.81 52.17 166.82 | 2118.61 | 41.81 | 52.17 | 166.82 | 2118.61 | 41.81 | 52.17 | 166.82
30020 | 30020 | 63A TPN 8 way....................................................................................................................................................................... | [18 empty] | 2,256.25 |  |  | 50.20 |  |  | 63.13 |  | 200.83 |  | 30020 |  |  | 30020 | 2,256.25 50.20 63.13 200.83 | 2256.25 | 50.2 | 63.13 | 200.83 | 2256.25 | 50.2 | 63.13 | 200.83
42765 | 30/1
30 | 30 | ELECTRICAL INSTALLATION - MISCELLANEOUS | [16 empty] | 30
| Item | Item
DISTRIBUTION BOARDS (CONT'D)
| Take | [24 empty] | Take
| Supply | [22 empty] | down |  | down |  |  | Fix
| MCB distribution boards to IEC 60439-3, metal clad, flush mounting with 100 A DP | [17 empty] | and |  |  |  |  | and |  | and set |  |  | only
| isolating switch for MCB to IEC 60898 (excluding MCBs and cutting into wall | [16 empty] | fix | [5 empty] | clear |  | aside for
| measured separately where applicable) : - | [9 empty] | away | [14 empty] | re-use
| A | [22 empty] | B |  | C |  |  | D
| Each |  |  | $ | [19 empty] | $ |  | $ |  |  | $
30021 | 30021 | SPN 4 - 6 way.......................................................................................................................................................................... | [18 empty] | 393.27 |  |  | 11.50 |  |  | 14.85 |  | 47.09 |  | 30021 |  |  | 30021 | 393.27 11.50 14.85 47.09 | 393.27 | 11.5 | 14.85 | 47.09 | 393.27 | 11.5 | 14.85 | 47.09
30022 | 30022 | SPN 7 - 9 way.......................................................................................................................................................................... | [18 empty] | 458.46 |  |  | 17.39 |  |  | 21.32 |  | 67.59 |  | 30022 |  |  | 30022 | 458.46 17.39 21.32 67.59 | 458.46 | 17.39 | 21.32 | 67.59 | 458.46 | 17.39 | 21.32 | 67.59
30023 | 30023 | SPN 10 - 12 way..................................................................................................................................................................... | [18 empty] | 528.31 |  |  | 22.48 |  |  | 28.19 |  | 91.20 |  | 30023 |  |  | 30023 | 528.31 22.48 28.19 91.20 | 528.31 | 22.48 | 28.19 | 91.2 | 528.31 | 22.48 | 28.19 | 91.2
30024 | 30024 | SPN 13 - 15 way..................................................................................................................................................................... | [18 empty] | 617.35 |  |  | 28.28 |  |  | 35.20 |  | 120.40 |  | 30024 |  |  | 30024 | 617.35 28.28 35.20 120.40 | 617.35 | 28.28 | 35.2 | 120.4 | 617.35 | 28.28 | 35.2 | 120.4
30025 | 30025 | SPN 16 - 18 way..................................................................................................................................................................... | [18 empty] | 690.56 |  |  | 33.69 |  |  | 42.75 |  | 153.70 |  | 30025 |  |  | 30025 | 690.56 33.69 42.75 153.70 | 690.56 | 33.69 | 42.75 | 153.7 | 690.56 | 33.69 | 42.75 | 153.7
MCB distribution boards to IEC 60439-3, metal clad, surface mounting with 100 A
DP isolating switch for MCB to IEC 60898 (excluding MCBs) : -
Each
30026 | 30026 | SPN 4 - 6 way.......................................................................................................................................................................... | [18 empty] | 468.17 |  |  | 17.43 |  |  | 21.94 |  | 70.53 |  | 30026 |  |  | 30026 | 468.17 17.43 21.94 70.53 | 468.17 | 17.43 | 21.94 | 70.53 | 468.17 | 17.43 | 21.94 | 70.53
30027 | 30027 | SPN 7 - 9 way.......................................................................................................................................................................... | [18 empty] | 573.31 |  |  | 23.43 |  |  | 29.18 |  | 94.31 |  | 30027 |  |  | 30027 | 573.31 23.43 29.18 94.31 | 573.31 | 23.43 | 29.18 | 94.31 | 573.31 | 23.43 | 29.18 | 94.31
30028 | 30028 | SPN 10 - 12 way..................................................................................................................................................................... | [18 empty] | 636.85 |  |  | 32.71 |  |  | 41.17 |  | 131.97 |  | 30028 |  |  | 30028 | 636.85 32.71 41.17 131.97 | 636.85 | 32.71 | 41.17 | 131.97 | 636.85 | 32.71 | 41.17 | 131.97
30029 | 30029 | SPN 13 - 15 way..................................................................................................................................................................... | [18 empty] | 700.22 |  |  | 51.38 |  |  | 63.47 |  | 208.76 |  | 30029 |  |  | 30029 | 700.22 51.38 63.47 208.76 | 700.22 | 51.38 | 63.47 | 208.76 | 700.22 | 51.38 | 63.47 | 208.76
30030 | 30030 | SPN 16 - 18 way..................................................................................................................................................................... | [18 empty] | 775.03 |  |  | 62.35 |  |  | 78.10 |  | 254.69 |  | 30030 |  |  | 30030 | 775.03 62.35 78.10 254.69 | 775.03 | 62.35 | 78.1 | 254.69 | 775.03 | 62.35 | 78.1 | 254.69
MCB distribution boards, metal case (locally made) surface mounting, with space for
isolating switch if required, fixed, connected with labels, circuit list etc., including
solid copper bars for neutral and for earth (MCBs & isolating switch not included) : -
Each
30031 | 30031 | SPN 1 - 3 way.......................................................................................................................................................................... | [18 empty] | 271.33 |  |  | 17.07 |  |  | 20.97 |  | 65.91 |  | 30031 |  |  | 30031 | 271.33 17.07 20.97 65.91 | 271.33 | 17.07 | 20.97 | 65.91 | 271.33 | 17.07 | 20.97 | 65.91
30032 | 30032 | TPN 2 way............................................................................................................................................................................... | [18 empty] | 378.61 |  |  | 17.77 |  |  | 22.53 |  | 71.49 |  | 30032 |  |  | 30032 | 378.61 17.77 22.53 71.49 | 378.61 | 17.77 | 22.53 | 71.49 | 378.61 | 17.77 | 22.53 | 71.49
MCB distribution boards, metal clad, to IEC 60439-3, surface mounting with 80A DP
RCCB (30 mA) for MCBs to IEC 60898 (excluding MCBs) : -
Each
30033 | 30033 | SPN 6 way............................................................................................................................................................................... | [18 empty] | 709.92 |  |  | 17.77 |  |  | 21.94 |  | 68.96 |  | 30033 |  |  | 30033 | 709.92 17.77 21.94 68.96 | 709.92 | 17.77 | 21.94 | 68.96 | 709.92 | 17.77 | 21.94 | 68.96
30034 | 30034 | SPN 8 way............................................................................................................................................................................... | [18 empty] | 751.93 |  |  | 23.65 |  |  | 28.90 |  | 92.15 |  | 30034 |  |  | 30034 | 751.93 23.65 28.90 92.15 | 751.93 | 23.65 | 28.9 | 92.15 | 751.93 | 23.65 | 28.9 | 92.15
30/2
30 | 30 | ELECTRICAL INSTALLATION - MISCELLANEOUS | [16 empty] | 30
| Item | Item
DISTRIBUTION BOARDS (CONT'D)
| Take | [24 empty] | Take
| Supply | [22 empty] | down |  | down |  |  | Fix
| MCB distribution boards, metal clad, to IEC 60439-3, surface mounting split bar | [16 empty] | and | [5 empty] | and |  | and set |  |  | only
| board with 80/ 100A DP switch and 60/ 80A, 30 mA RCD for MCBs to IEC 60898 | [17 empty] | fix |  |  |  |  | clear |  | aside for
| (excluding MCBs) : - | [5 empty] | away | [18 empty] | re-use
| A | [22 empty] | B |  | C |  |  | D
| Each |  |  | $ | [19 empty] | $ |  | $ |  |  | $
30035 | 30035 | Single-phase 4 - 6 way............................................................................................................................................................ | [18 empty] | 789.51 |  |  | 17.82 |  |  | 21.98 |  | 69.10 |  | 30035 |  |  | 30035 | 789.51 17.82 21.98 69.10 | 789.51 | 17.82 | 21.98 | 69.1 | 789.51 | 17.82 | 21.98 | 69.1
30036 | 30036 | Single-phase 7 - 9 way............................................................................................................................................................ | [18 empty] | 841.18 |  |  | 23.71 |  |  | 28.95 |  | 92.32 |  | 30036 |  |  | 30036 | 841.18 23.71 28.95 92.32 | 841.18 | 23.71 | 28.95 | 92.32 | 841.18 | 23.71 | 28.95 | 92.32
30037 | 30037 | Single-phase 10 - 12 way........................................................................................................................................................ | [18 empty] | 902.06 |  |  | 32.60 |  |  | 41.14 |  | 130.00 |  | 30037 |  |  | 30037 | 902.06 32.60 41.14 130.00 | 902.06 | 32.6 | 41.14 | 130 | 902.06 | 32.6 | 41.14 | 130
MCB distribution boards, metal clad, to IEC 60439-3, surface mounting with busbar
rated at not less than 200A for MCBs to IEC 60898 (excluding MCBs) : -
Each
30038 | 30038 | TPN 4 way (Direct termination)............................................................................................................................................. | [18 empty] | 1,102.24 |  |  | 32.60 |  |  | 41.14 |  | 130.00 |  | 30038 |  |  | 30038 | 1,102.24 32.60 41.14 130.00 | 1102.24 | 32.6 | 41.14 | 130 | 1102.24 | 32.6 | 41.14 | 130
30039 | 30039 | TPN 4 way with 100A TP isolator......................................................................................................................................... | [18 empty] | 1,200.55 |  |  | 32.60 |  |  | 41.14 |  | 130.00 |  | 30039 |  |  | 30039 | 1,200.55 32.60 41.14 130.00 | 1200.55 | 32.6 | 41.14 | 130 | 1200.55 | 32.6 | 41.14 | 130
30040 | 30040 | TPN 6 way (Direct termination)............................................................................................................................................. | [18 empty] | 1,164.66 |  |  | 41.82 |  |  | 52.13 |  | 164.55 |  | 30040 |  |  | 30040 | 1,164.66 41.82 52.13 164.55 | 1164.66 | 41.82 | 52.13 | 164.55 | 1164.66 | 41.82 | 52.13 | 164.55
30041 | 30041 | TPN 6 way with 100A TP isolator......................................................................................................................................... | [18 empty] | 1,359.66 |  |  | 41.82 |  |  | 52.13 |  | 164.55 |  | 30041 |  |  | 30041 | 1,359.66 41.82 52.13 164.55 | 1359.66 | 41.82 | 52.13 | 164.55 | 1359.66 | 41.82 | 52.13 | 164.55
30042 | 30042 | TPN 8 way (Direct termination)............................................................................................................................................. | [18 empty] | 1,386.73 |  |  | 50.26 |  |  | 63.48 |  | 201.27 |  | 30042 |  |  | 30042 | 1,386.73 50.26 63.48 201.27 | 1386.73 | 50.26 | 63.48 | 201.27 | 1386.73 | 50.26 | 63.48 | 201.27
30043 | 30043 | TPN 8 way with 100A TP isolator......................................................................................................................................... | [18 empty] | 1,504.16 |  |  | 50.26 |  |  | 63.48 |  | 201.27 |  | 30043 |  |  | 30043 | 1,504.16 50.26 63.48 201.27 | 1504.16 | 50.26 | 63.48 | 201.27 | 1504.16 | 50.26 | 63.48 | 201.27
30044 | 30044 | TPN 10 way (Direct termination)........................................................................................................................................... | [18 empty] | 1,414.33 |  |  | 60.41 |  |  | 77.31 |  | 246.18 |  | 30044 |  |  | 30044 | 1,414.33 60.41 77.31 246.18 | 1414.33 | 60.41 | 77.31 | 246.18 | 1414.33 | 60.41 | 77.31 | 246.18
30045 | 30045 | TPN 10 way with 100A TP isolator....................................................................................................................................... | [18 empty] | 1,541.91 |  |  | 60.41 |  |  | 77.31 |  | 246.18 |  | 30045 |  |  | 30045 | 1,541.91 60.41 77.31 246.18 | 1541.91 | 60.41 | 77.31 | 246.18 | 1541.91 | 60.41 | 77.31 | 246.18
30046 | 30046 | TPN 12 way (Direct termination)........................................................................................................................................... | [18 empty] | 1,676.78 |  |  | 63.04 |  |  | 79.23 |  | 253.18 |  | 30046 |  |  | 30046 | 1,676.78 63.04 79.23 253.18 | 1676.78 | 63.04 | 79.23 | 253.18 | 1676.78 | 63.04 | 79.23 | 253.18
30047 | 30047 | TPN 12 way with 100A TP isolator....................................................................................................................................... | [18 empty] | 1,969.20 |  |  | 63.04 |  |  | 79.23 |  | 253.18 |  | 30047 |  |  | 30047 | 1,969.20 63.04 79.23 253.18 | 1969.2 | 63.04 | 79.23 | 253.18 | 1969.2 | 63.04 | 79.23 | 253.18
30048 | 30048 | TPN 14/ 16 way (Direct termination)..................................................................................................................................... | [18 empty] | 2,190.14 |  |  | 70.65 |  |  | 88.75 |  | 283.98 |  | 30048 |  |  | 30048 | 2,190.14 70.65 88.75 283.98 | 2190.14 | 70.65 | 88.75 | 283.98 | 2190.14 | 70.65 | 88.75 | 283.98
30049 | 30049 | TPN 14/ 16 way with 100A isolator....................................................................................................................................... | [18 empty] | 2,554.49 |  |  | 70.65 |  |  | 88.75 |  | 283.98 |  | 30049 |  |  | 30049 | 2,554.49 70.65 88.75 283.98 | 2554.49 | 70.65 | 88.75 | 283.98 | 2554.49 | 70.65 | 88.75 | 283.98
30050 | 30050 | TPN 18 way (Direct termination)........................................................................................................................................... | [18 empty] | 2,719.33 |  |  | 83.16 |  |  | 103.95 |  | 324.98 |  | 30050 |  |  | 30050 | 2,719.33 83.16 103.95 324.98 | 2719.33 | 83.16 | 103.95 | 324.98 | 2719.33 | 83.16 | 103.95 | 324.98
30051 | 30051 | TPN 18 way with 160A TP isolator....................................................................................................................................... | [18 empty] | 3,193.55 |  |  | 83.16 |  |  | 103.95 |  | 324.98 |  | 30051 |  |  | 30051 | 3,193.55 83.16 103.95 324.98 | 3193.55 | 83.16 | 103.95 | 324.98 | 3193.55 | 83.16 | 103.95 | 324.98
MCB distribution board accessories : -
Each
30052 | 30052 | Cable clamp............................................................................................................................................................................. | [18 empty] | 13.61 |  |  | 1.67 |  |  | 2.08 |  | 5.14 |  | 30052 |  |  | 30052 | 13.61 1.67 2.08 5.14 | 13.61 | 1.67 | 2.08 | 5.14 | 13.61 | 1.67 | 2.08 | 5.14
30053 | 30053 | Blanking plate......................................................................................................................................................................... | [18 empty] | 8.44 |  |  | 1.67 |  |  | 2.08 |  | 5.14 |  | 30053 |  |  | 30053 | 8.44 1.67 2.08 5.14 | 8.44 | 1.67 | 2.08 | 5.14 | 8.44 | 1.67 | 2.08 | 5.14
30054 | 30054 | Back plate for mounting 1 - 3 MCB....................................................................................................................................... | [18 empty] | 26.52 |  |  | 1.67 |  |  | 2.08 |  | 5.14 |  | 30054 |  |  | 30054 | 26.52 1.67 2.08 5.14 | 26.52 | 1.67 | 2.08 | 5.14 | 26.52 | 1.67 | 2.08 | 5.14
42824 | 30/3
30 | 30 | ELECTRICAL INSTALLATION - MISCELLANEOUS | [16 empty] | 30
| Item | Item
DISTRIBUTION BOARDS (CONT'D)
| Take | [24 empty] | Take
| Supply | [22 empty] | down |  | down |  |  | Fix
| Miniature circuit breakers to IEC 60898 with rated instantaneous tripping current of | [17 empty] | and |  |  |  |  | and |  | and set |  |  | only
| Type B/ Type C classification and rated short circuit breaking capacity of at least | [16 empty] | fix | [5 empty] | clear |  | aside for
| 6000 short circuit rating. The rates shall include opening and closing of MCB board | [17 empty] | away | [6 empty] | re-use
covers or front plates, taking down and re-fixing of blanking plate where required : -
| A | [22 empty] | B |  | C |  |  | D
| Each |  |  | $ | [19 empty] | $ |  | $ |  |  | $
30055 | 30055 | 5/ 10/ 16/ 20/ 32/ 40/ 50/ 63A SP........................................................................................................................................... | [18 empty] | 49.90 |  |  | 4.91 |  |  | 5.82 |  | 15.49 |  | 30055 |  |  | 30055 | 49.90 4.91 5.82 15.49 | 49.9 | 4.91 | 5.82 | 15.49 | 49.9 | 4.91 | 5.82 | 15.49
30056 | 30056 | 5/ 10/ 16/ 20/ 32/ 40/ 50/ 63A DP.......................................................................................................................................... | [18 empty] | 125.89 |  |  | 4.91 |  |  | 5.82 |  | 15.49 |  | 30056 |  |  | 30056 | 125.89 4.91 5.82 15.49 | 125.89 | 4.91 | 5.82 | 15.49 | 125.89 | 4.91 | 5.82 | 15.49
30057 | 30057 | 5/ 10/ 16/ 20/ 32/ 40/ 50/ 63A TP........................................................................................................................................... | [18 empty] | 223.77 |  |  | 7.49 |  |  | 8.96 |  | 23.73 |  | 30057 |  |  | 30057 | 223.77 7.49 8.96 23.73 | 223.77 | 7.49 | 8.96 | 23.73 | 223.77 | 7.49 | 8.96 | 23.73
30058 | 30058 | Complete set 40A lateral main MCB tap off unit.................................................................................................................. | [18 empty] | 433.49 |  |  | 10.01 |  |  | 12.54 |  | 40.06 |  | 30058 |  |  | 30058 | 433.49 10.01 12.54 40.06 | 433.49 | 10.01 | 12.54 | 40.06 | 433.49 | 10.01 | 12.54 | 40.06
Isolating switches, all insulated for MCB board, include opening and closing of
MCB board cover/ front plates : -
Each
30059 | 30059 | 30/ 32A DP.............................................................................................................................................................................. | [18 empty] | 133.68 |  |  | 9.82 |  |  | 11.85 |  | 30.75 |  | 30059 |  |  | 30059 | 133.68 9.82 11.85 30.75 | 133.68 | 9.82 | 11.85 | 30.75 | 133.68 | 9.82 | 11.85 | 30.75
30060 | 30060 | 60/ 63A DP.............................................................................................................................................................................. | [18 empty] | 139.07 |  |  | 9.82 |  |  | 11.85 |  | 30.75 |  | 30060 |  |  | 30060 | 139.07 9.82 11.85 30.75 | 139.07 | 9.82 | 11.85 | 30.75 | 139.07 | 9.82 | 11.85 | 30.75
30061 | 30061 | 100A DP.................................................................................................................................................................................. | [18 empty] | 178.95 |  |  | 11.18 |  |  | 13.25 |  | 35.17 |  | 30061 |  |  | 30061 | 178.95 11.18 13.25 35.17 | 178.95 | 11.18 | 13.25 | 35.17 | 178.95 | 11.18 | 13.25 | 35.17
30062 | 30062 | 200A DP.................................................................................................................................................................................. | [18 empty] | 721.51 |  |  | 11.87 |  |  | 15.26 |  | 48.00 |  | 30062 |  |  | 30062 | 721.51 11.87 15.26 48.00 | 721.51 | 11.87 | 15.26 | 48 | 721.51 | 11.87 | 15.26 | 48
30063 | 30063 | 63A TP.................................................................................................................................................................................... | [18 empty] | 196.48 |  |  | 11.18 |  |  | 13.25 |  | 35.17 |  | 30063 |  |  | 30063 | 196.48 11.18 13.25 35.17 | 196.48 | 11.18 | 13.25 | 35.17 | 196.48 | 11.18 | 13.25 | 35.17
30064 | 30064 | 100/ 125A TP.......................................................................................................................................................................... | [18 empty] | 241.77 |  |  | 11.18 |  |  | 13.25 |  | 35.17 |  | 30064 |  |  | 30064 | 241.77 11.18 13.25 35.17 | 241.77 | 11.18 | 13.25 | 35.17 | 241.77 | 11.18 | 13.25 | 35.17
30065 | 30065 | 160/ 200A TP.......................................................................................................................................................................... | [18 empty] | 1,078.16 |  |  | 11.87 |  |  | 15.26 |  | 48.00 |  | 30065 |  |  | 30065 | 1,078.16 11.87 15.26 48.00 | 1078.16 | 11.87 | 15.26 | 48 | 1078.16 | 11.87 | 15.26 | 48
42855 | 30/4
30 | 30 | ELECTRICAL INSTALLATION - MISCELLANEOUS | [16 empty] | 30
| Item | Item
| DISTRIBUTION BOARDS (CONT'D) | [11 empty] | Take | [12 empty] | Take
| Supply | [22 empty] | down |  | down |  |  | Fix
| and | [22 empty] | and |  | and set |  |  | only
| MCCB distribution boards to IEC 60439-1 and 60439-3 surface mounting with | [16 empty] | fix | [5 empty] | clear |  | aside for
| moulded-case isolating switch, suitable for MCCB to IEC 60947-2 : - | [16 empty] | away | [7 empty] | re-use
| A | [22 empty] | B |  | C |  |  | D
| Each |  |  | $ | [19 empty] | $ |  | $ |  |  | $
30066 | 30066 | 100A TPN 4 way..................................................................................................................................................................... | [18 empty] | 3,366.40 |  |  | 41.51 |  |  | 51.73 |  | 163.28 |  | 30066 |  |  | 30066 | 3,366.40 41.51 51.73 163.28 | 3366.4 | 41.51 | 51.73 | 163.28 | 3366.4 | 41.51 | 51.73 | 163.28
30067 | 30067 | 200A TPN 4 way..................................................................................................................................................................... | [18 empty] | 3,581.28 |  |  | 41.51 |  |  | 51.73 |  | 163.28 |  | 30067 |  |  | 30067 | 3,581.28 41.51 51.73 163.28 | 3581.28 | 41.51 | 51.73 | 163.28 | 3581.28 | 41.51 | 51.73 | 163.28
30068 | 30068 | 250A TPN 4 way..................................................................................................................................................................... | [18 empty] | 3,832.33 |  |  | 41.51 |  |  | 51.73 |  | 163.28 |  | 30068 |  |  | 30068 | 3,832.33 41.51 51.73 163.28 | 3832.33 | 41.51 | 51.73 | 163.28 | 3832.33 | 41.51 | 51.73 | 163.28
30069 | 30069 | 300A TPN 4 way..................................................................................................................................................................... | [18 empty] | 4,110.41 |  |  | 41.51 |  |  | 51.73 |  | 163.28 |  | 30069 |  |  | 30069 | 4,110.41 41.51 51.73 163.28 | 4110.41 | 41.51 | 51.73 | 163.28 | 4110.41 | 41.51 | 51.73 | 163.28
30070 | 30070 | 400A TPN 4 way..................................................................................................................................................................... | [18 empty] | 4,553.93 |  |  | 41.51 |  |  | 51.73 |  | 163.28 |  | 30070 |  |  | 30070 | 4,553.93 41.51 51.73 163.28 | 4553.93 | 41.51 | 51.73 | 163.28 | 4553.93 | 41.51 | 51.73 | 163.28
30071 | 30071 | 600A TPN 4 way..................................................................................................................................................................... | [18 empty] | 5,640.25 |  |  | 41.51 |  |  | 51.73 |  | 163.28 |  | 30071 |  |  | 30071 | 5,640.25 41.51 51.73 163.28 | 5640.25 | 41.51 | 51.73 | 163.28 | 5640.25 | 41.51 | 51.73 | 163.28
30072 | 30072 | 800A TPN 4 way..................................................................................................................................................................... | [18 empty] | 6,321.42 |  |  | 41.51 |  |  | 51.73 |  | 163.28 |  | 30072 |  |  | 30072 | 6,321.42 41.51 51.73 163.28 | 6321.42 | 41.51 | 51.73 | 163.28 | 6321.42 | 41.51 | 51.73 | 163.28
30073 | 30073 | 200A TPN 6 way..................................................................................................................................................................... | [18 empty] | 4,507.10 |  |  | 49.90 |  |  | 63.00 |  | 199.72 |  | 30073 |  |  | 30073 | 4,507.10 49.90 63.00 199.72 | 4507.1 | 49.9 | 63 | 199.72 | 4507.1 | 49.9 | 63 | 199.72
30074 | 30074 | 250A TPN 6 way..................................................................................................................................................................... | [18 empty] | 4,654.79 |  |  | 49.90 |  |  | 63.00 |  | 199.72 |  | 30074 |  |  | 30074 | 4,654.79 49.90 63.00 199.72 | 4654.79 | 49.9 | 63 | 199.72 | 4654.79 | 49.9 | 63 | 199.72
30075 | 30075 | 300A TPN 6 way..................................................................................................................................................................... | [18 empty] | 4,992.54 |  |  | 49.90 |  |  | 63.00 |  | 199.72 |  | 30075 |  |  | 30075 | 4,992.54 49.90 63.00 199.72 | 4992.54 | 49.9 | 63 | 199.72 | 4992.54 | 49.9 | 63 | 199.72
30076 | 30076 | 400A TPN 6 way..................................................................................................................................................................... | [18 empty] | 5,651.08 |  |  | 49.90 |  |  | 63.00 |  | 199.72 |  | 30076 |  |  | 30076 | 5,651.08 49.90 63.00 199.72 | 5651.08 | 49.9 | 63 | 199.72 | 5651.08 | 49.9 | 63 | 199.72
30077 | 30077 | 600A TPN 6 way..................................................................................................................................................................... | [18 empty] | 6,060.89 |  |  | 49.90 |  |  | 63.00 |  | 199.72 |  | 30077 |  |  | 30077 | 6,060.89 49.90 63.00 199.72 | 6060.89 | 49.9 | 63 | 199.72 | 6060.89 | 49.9 | 63 | 199.72
30078 | 30078 | 800A TPN 6 way..................................................................................................................................................................... | [18 empty] | 6,707.79 |  |  | 49.90 |  |  | 63.00 |  | 199.72 |  | 30078 |  |  | 30078 | 6,707.79 49.90 63.00 199.72 | 6707.79 | 49.9 | 63 | 199.72 | 6707.79 | 49.9 | 63 | 199.72
30079 | 30079 | 100A TPN 8 way..................................................................................................................................................................... | [18 empty] | 5,416.53 |  |  | 63.99 |  |  | 80.58 |  | 254.34 |  | 30079 |  |  | 30079 | 5,416.53 63.99 80.58 254.34 | 5416.53 | 63.99 | 80.58 | 254.34 | 5416.53 | 63.99 | 80.58 | 254.34
30080 | 30080 | 200A TPN 8 way..................................................................................................................................................................... | [18 empty] | 5,513.36 |  |  | 63.99 |  |  | 80.58 |  | 254.34 |  | 30080 |  |  | 30080 | 5,513.36 63.99 80.58 254.34 | 5513.36 | 63.99 | 80.58 | 254.34 | 5513.36 | 63.99 | 80.58 | 254.34
30081 | 30081 | 250A TPN 8 way..................................................................................................................................................................... | [18 empty] | 5,880.33 |  |  | 63.99 |  |  | 80.58 |  | 254.34 |  | 30081 |  |  | 30081 | 5,880.33 63.99 80.58 254.34 | 5880.33 | 63.99 | 80.58 | 254.34 | 5880.33 | 63.99 | 80.58 | 254.34
30082 | 30082 | 300A TPN 8 way..................................................................................................................................................................... | [18 empty] | 6,149.31 |  |  | 63.99 |  |  | 80.58 |  | 254.34 |  | 30082 |  |  | 30082 | 6,149.31 63.99 80.58 254.34 | 6149.31 | 63.99 | 80.58 | 254.34 | 6149.31 | 63.99 | 80.58 | 254.34
30083 | 30083 | 400A TPN 8 way..................................................................................................................................................................... | [18 empty] | 6,780.82 |  |  | 63.99 |  |  | 80.58 |  | 254.34 |  | 30083 |  |  | 30083 | 6,780.82 63.99 80.58 254.34 | 6780.82 | 63.99 | 80.58 | 254.34 | 6780.82 | 63.99 | 80.58 | 254.34
30084 | 30084 | 600A TPN 8 way..................................................................................................................................................................... | [18 empty] | 7,689.47 |  |  | 63.99 |  |  | 80.58 |  | 254.34 |  | 30084 |  |  | 30084 | 7,689.47 63.99 80.58 254.34 | 7689.47 | 63.99 | 80.58 | 254.34 | 7689.47 | 63.99 | 80.58 | 254.34
30085 | 30085 | 800A TPN 8 way..................................................................................................................................................................... | [18 empty] | 8,539.73 |  |  | 63.99 |  |  | 80.58 |  | 254.34 |  | 30085 |  |  | 30085 | 8,539.73 63.99 80.58 254.34 | 8539.73 | 63.99 | 80.58 | 254.34 | 8539.73 | 63.99 | 80.58 | 254.34
30086 | 30086 | 300A TPN 10 way................................................................................................................................................................... | [18 empty] | 7,135.92 |  |  | 77.57 |  |  | 97.54 |  | 308.01 |  | 30086 |  |  | 30086 | 7,135.92 77.57 97.54 308.01 | 7135.92 | 77.57 | 97.54 | 308.01 | 7135.92 | 77.57 | 97.54 | 308.01
30087 | 30087 | 400A TPN 10 way................................................................................................................................................................... | [18 empty] | 7,629.26 |  |  | 77.57 |  |  | 97.54 |  | 308.01 |  | 30087 |  |  | 30087 | 7,629.26 77.57 97.54 308.01 | 7629.26 | 77.57 | 97.54 | 308.01 | 7629.26 | 77.57 | 97.54 | 308.01
30088 | 30088 | 600A TPN 10 way................................................................................................................................................................... | [18 empty] | 8,538.55 |  |  | 77.57 |  |  | 97.54 |  | 308.01 |  | 30088 |  |  | 30088 | 8,538.55 77.57 97.54 308.01 | 8538.55 | 77.57 | 97.54 | 308.01 | 8538.55 | 77.57 | 97.54 | 308.01
30089 | 30089 | 300A TPN 12 way................................................................................................................................................................... | [18 empty] | 8,094.76 |  |  | 90.84 |  |  | 113.56 |  | 360.69 |  | 30089 |  |  | 30089 | 8,094.76 90.84 113.56 360.69 | 8094.76 | 90.84 | 113.56 | 360.69 | 8094.76 | 90.84 | 113.56 | 360.69
30090 | 30090 | 400A TPN 12 way................................................................................................................................................................... | [18 empty] | 8,575.51 |  |  | 90.84 |  |  | 113.56 |  | 360.69 |  | 30090 |  |  | 30090 | 8,575.51 90.84 113.56 360.69 | 8575.51 | 90.84 | 113.56 | 360.69 | 8575.51 | 90.84 | 113.56 | 360.69
30091 | 30091 | 600A TPN 12 way................................................................................................................................................................... | [18 empty] | 9,826.91 |  |  | 90.84 |  |  | 113.56 |  | 360.69 |  | 30091 |  |  | 30091 | 9,826.91 90.84 113.56 360.69 | 9826.91 | 90.84 | 113.56 | 360.69 | 9826.91 | 90.84 | 113.56 | 360.69
30092 | 30092 | 600A TPN 14 way................................................................................................................................................................... | [18 empty] | 10,934.82 |  |  | 104.80 |  |  | 131.33 |  | 417.14 |  | 30092 |  |  | 30092 | 10,934.82 104.80 131.33 417.14 | 10934.82 | 104.8 | 131.33 | 417.14 | 10934.82 | 104.8 | 131.33 | 417.14
42885 | 30/5
30 | 30 | ELECTRICAL INSTALLATION - MISCELLANEOUS | [16 empty] | 30
| Item | Item
| MOULDED CASE CIRCUIT BREAKERS | [12 empty] | Take | [11 empty] | Take
| Supply | [22 empty] | down |  | down |  |  | Fix
| and | [22 empty] | and |  | and set |  |  | only
| TP moulded case circuit breaker (MCCB), 23 kA breaking capacity and type-tested to | [17 empty] | fix |  |  |  |  | clear |  | aside for
| IEC 60947-2 of the rated current : - | [9 empty] | away | [14 empty] | re-use
| A | [22 empty] | B |  | C |  |  | D
| Each |  |  | $ | [19 empty] | $ |  | $ |  |  | $
30093 | 30093 | 15/ 20/ 30/ 32A....................................................................................................................................................................... | [18 empty] | 667.81 |  |  | 22.15 |  |  | 28.00 |  | 88.18 |  | 30093 |  |  | 30093 | 667.81 22.15 28.00 88.18 | 667.81 | 22.15 | 28 | 88.18 | 667.81 | 22.15 | 28 | 88.18
30094 | 30094 | 40/ 50/ 60/ 63A....................................................................................................................................................................... | [18 empty] | 696.94 |  |  | 28.52 |  |  | 35.76 |  | 115.22 |  | 30094 |  |  | 30094 | 696.94 28.52 35.76 115.22 | 696.94 | 28.52 | 35.76 | 115.22 | 696.94 | 28.52 | 35.76 | 115.22
30095 | 30095 | 75/ 100A.................................................................................................................................................................................. | [18 empty] | 714.15 |  |  | 32.48 |  |  | 40.99 |  | 129.91 |  | 30095 |  |  | 30095 | 714.15 32.48 40.99 129.91 | 714.15 | 32.48 | 40.99 | 129.91 | 714.15 | 32.48 | 40.99 | 129.91
30096 | 30096 | 225/ 300A................................................................................................................................................................................ | [18 empty] | 2,201.60 |  |  | 32.48 |  |  | 40.99 |  | 129.91 |  | 30096 |  |  | 30096 | 2,201.60 32.48 40.99 129.91 | 2201.6 | 32.48 | 40.99 | 129.91 | 2201.6 | 32.48 | 40.99 | 129.91
30097 | 30097 | 400A........................................................................................................................................................................................ | [18 empty] | 2,475.84 |  |  | 32.48 |  |  | 40.99 |  | 129.91 |  | 30097 |  |  | 30097 | 2,475.84 32.48 40.99 129.91 | 2475.84 | 32.48 | 40.99 | 129.91 | 2475.84 | 32.48 | 40.99 | 129.91
TP moulded case circuit breaker (MCCB) c/w shunt trip coil for external tripping or
connection, 40 kA breaking capacity and type-tested to IEC 60947-2 of the rated
current : -
Each
30098 | 30098 | 30/ 32/ 40/ 50A....................................................................................................................................................................... | [18 empty] | 1,030.56 |  |  | 24.80 |  |  | 31.20 |  | 98.12 |  | 30098 |  |  | 30098 | 1,030.56 24.80 31.20 98.12 | 1030.56 | 24.8 | 31.2 | 98.12 | 1030.56 | 24.8 | 31.2 | 98.12
30099 | 30099 | 60/ 63/ 75/ 100A..................................................................................................................................................................... | [18 empty] | 1,060.04 |  |  | 32.48 |  |  | 40.99 |  | 129.91 |  | 30099 |  |  | 30099 | 1,060.04 32.48 40.99 129.91 | 1060.04 | 32.48 | 40.99 | 129.91 | 1060.04 | 32.48 | 40.99 | 129.91
30100 | 30100 | 125/ 150/ 175/ 200/ 225A....................................................................................................................................................... | [18 empty] | 1,509.94 |  |  | 32.48 |  |  | 40.99 |  | 129.91 |  | 30100 |  |  | 30100 | 1,509.94 32.48 40.99 129.91 | 1509.94 | 32.48 | 40.99 | 129.91 | 1509.94 | 32.48 | 40.99 | 129.91
30101 | 30101 | 250/ 300/ 315/ 350/ 400A....................................................................................................................................................... | [18 empty] | 3,335.18 |  |  | 32.48 |  |  | 40.99 |  | 129.91 |  | 30101 |  |  | 30101 | 3,335.18 32.48 40.99 129.91 | 3335.18 | 32.48 | 40.99 | 129.91 | 3335.18 | 32.48 | 40.99 | 129.91
30102 | 30102 | 500/ 600/ 630A....................................................................................................................................................................... | [18 empty] | 4,572.98 |  |  | 38.33 |  |  | 48.24 |  | 152.04 |  | 30102 |  |  | 30102 | 4,572.98 38.33 48.24 152.04 | 4572.98 | 38.33 | 48.24 | 152.04 | 4572.98 | 38.33 | 48.24 | 152.04
TP moulded case circuit breaker (MCCB) c/w shunt trip coil for external tripping or
connection, 50 kA breaking capacity and type-tested to IEC 60947-2 of the rated
current : -
Each
30103 | 30103 | 250 - 400A............................................................................................................................................................................... | [18 empty] | 4,375.20 |  |  | 32.48 |  |  | 40.99 |  | 129.91 |  | 30103 |  |  | 30103 | 4,375.20 32.48 40.99 129.91 | 4375.2 | 32.48 | 40.99 | 129.91 | 4375.2 | 32.48 | 40.99 | 129.91
30104 | 30104 | 500 - 600A............................................................................................................................................................................... | [18 empty] | 5,633.01 |  |  | 38.33 |  |  | 48.24 |  | 152.04 |  | 30104 |  |  | 30104 | 5,633.01 38.33 48.24 152.04 | 5633.01 | 38.33 | 48.24 | 152.04 | 5633.01 | 38.33 | 48.24 | 152.04
30105 | 30105 | 630 - 800A............................................................................................................................................................................... | [18 empty] | 6,737.21 |  |  | 43.02 |  |  | 54.86 |  | 174.20 |  | 30105 |  |  | 30105 | 6,737.21 43.02 54.86 174.20 | 6737.21 | 43.02 | 54.86 | 174.2 | 6737.21 | 43.02 | 54.86 | 174.2
TPN moulded case circuit breaker (MCCB) c/w shunt trip coil for external tripping
or connection, 23 kA breaking capacity and type-tested to IEC 60947-2 of the rated
current : -
Each
30106 | 30106 | 15/ 20/ 30/ 32A....................................................................................................................................................................... | [18 empty] | 728.61 |  |  | 22.15 |  |  | 28.00 |  | 88.18 |  | 30106 |  |  | 30106 | 728.61 22.15 28.00 88.18 | 728.61 | 22.15 | 28 | 88.18 | 728.61 | 22.15 | 28 | 88.18
30107 | 30107 | 40/ 50/ 60/ 63A....................................................................................................................................................................... | [18 empty] | 758.45 |  |  | 28.52 |  |  | 35.76 |  | 115.22 |  | 30107 |  |  | 30107 | 758.45 28.52 35.76 115.22 | 758.45 | 28.52 | 35.76 | 115.22 | 758.45 | 28.52 | 35.76 | 115.22
30108 | 30108 | 75/ 100A.................................................................................................................................................................................. | [18 empty] | 774.32 |  |  | 32.48 |  |  | 40.99 |  | 129.91 |  | 30108 |  |  | 30108 | 774.32 32.48 40.99 129.91 | 774.32 | 32.48 | 40.99 | 129.91 | 774.32 | 32.48 | 40.99 | 129.91
30109 | 30109 | 225/ 300A................................................................................................................................................................................ | [18 empty] | 3,326.86 |  |  | 32.48 |  |  | 40.99 |  | 129.91 |  | 30109 |  |  | 30109 | 3,326.86 32.48 40.99 129.91 | 3326.86 | 32.48 | 40.99 | 129.91 | 3326.86 | 32.48 | 40.99 | 129.91
30110 | 30110 | 400A........................................................................................................................................................................................ | [18 empty] | 3,816.77 |  |  | 32.48 |  |  | 40.99 |  | 129.91 |  | 30110 |  |  | 30110 | 3,816.77 32.48 40.99 129.91 | 3816.77 | 32.48 | 40.99 | 129.91 | 3816.77 | 32.48 | 40.99 | 129.91
42916 | 30/6
30 | 30 | ELECTRICAL INSTALLATION - MISCELLANEOUS | [16 empty] | 30
| Item | Item
| MOULDED CASE CIRCUIT BREAKERS (CONT'D) | [14 empty] | Take | [9 empty] | Take
| Supply | [22 empty] | down |  | down |  |  | Fix
| and | [22 empty] | and |  | and set |  |  | only
| SP moulded case circuit breaker (MCCB), 23 kA breaking capacity and type-tested to | [17 empty] | fix |  |  |  |  | clear |  | aside for
| IEC 60947-2 of the rated current : - | [9 empty] | away | [14 empty] | re-use
| A | [22 empty] | B |  | C |  |  | D
| Each |  |  | $ | [19 empty] | $ |  | $ |  |  | $
30111 | 30111 | 15/ 20/ 30/ 32A....................................................................................................................................................................... | [18 empty] | 512.60 |  |  | 22.11 |  |  | 27.95 |  | 87.98 |  | 30111 |  |  | 30111 | 512.60 22.11 27.95 87.98 | 512.6 | 22.11 | 27.95 | 87.98 | 512.6 | 22.11 | 27.95 | 87.98
30112 | 30112 | 40/ 50/ 60/ 63A....................................................................................................................................................................... | [18 empty] | 584.72 |  |  | 28.47 |  |  | 35.66 |  | 114.99 |  | 30112 |  |  | 30112 | 584.72 28.47 35.66 114.99 | 584.72 | 28.47 | 35.66 | 114.99 | 584.72 | 28.47 | 35.66 | 114.99
TPN moulded case circuit breaker (MCCB) c/w shunt trip coil for external tripping
or connection, 40 kA breaking capacity and type-tested to IEC 60947-2 of the rated current : -
Each
30113 | 30113 | Up to 50A................................................................................................................................................................................ | [18 empty] | 1,331.28 |  |  | 24.75 |  |  | 31.14 |  | 97.92 |  | 30113 |  |  | 30113 | 1,331.28 24.75 31.14 97.92 | 1331.28 | 24.75 | 31.14 | 97.92 | 1331.28 | 24.75 | 31.14 | 97.92
30114 | 30114 | 50A to 100A............................................................................................................................................................................ | [18 empty] | 1,374.52 |  |  | 32.42 |  |  | 40.91 |  | 129.66 |  | 30114 |  |  | 30114 | 1,374.52 32.42 40.91 129.66 | 1374.52 | 32.42 | 40.91 | 129.66 | 1374.52 | 32.42 | 40.91 | 129.66
30115 | 30115 | 100A to 250A.......................................................................................................................................................................... | [18 empty] | 1,937.93 |  |  | 32.42 |  |  | 40.91 |  | 129.66 |  | 30115 |  |  | 30115 | 1,937.93 32.42 40.91 129.66 | 1937.93 | 32.42 | 40.91 | 129.66 | 1937.93 | 32.42 | 40.91 | 129.66
30116 | 30116 | 250A to 400A.......................................................................................................................................................................... | [18 empty] | 3,550.68 |  |  | 32.42 |  |  | 40.91 |  | 129.66 |  | 30116 |  |  | 30116 | 3,550.68 32.42 40.91 129.66 | 3550.68 | 32.42 | 40.91 | 129.66 | 3550.68 | 32.42 | 40.91 | 129.66
30117 | 30117 | 400A to 630A.......................................................................................................................................................................... | [18 empty] | 5,105.54 |  |  | 38.25 |  |  | 48.14 |  | 151.74 |  | 30117 |  |  | 30117 | 5,105.54 38.25 48.14 151.74 | 5105.54 | 38.25 | 48.14 | 151.74 | 5105.54 | 38.25 | 48.14 | 151.74
TPN moulded case circuit breaker (MCCB) c/w shunt trip coil for external tripping
or connection, 50 kA breaking capacity and type-tested to IEC 60947-2 of the rated current : -
Each
30118 | 30118 | 250 to 400A............................................................................................................................................................................. | [18 empty] | 5,646.37 |  |  | 32.42 |  |  | 40.91 |  | 129.66 |  | 30118 |  |  | 30118 | 5,646.37 32.42 40.91 129.66 | 5646.37 | 32.42 | 40.91 | 129.66 | 5646.37 | 32.42 | 40.91 | 129.66
30119 | 30119 | 500 to 600A............................................................................................................................................................................. | [18 empty] | 7,505.77 |  |  | 38.25 |  |  | 48.14 |  | 151.74 |  | 30119 |  |  | 30119 | 7,505.77 38.25 48.14 151.74 | 7505.77 | 38.25 | 48.14 | 151.74 | 7505.77 | 38.25 | 48.14 | 151.74
30120 | 30120 | 600 to 800A............................................................................................................................................................................. | [18 empty] | 8,913.76 |  |  | 42.94 |  |  | 54.78 |  | 173.86 |  | 30120 |  |  | 30120 | 8,913.76 42.94 54.78 173.86 | 8913.76 | 42.94 | 54.78 | 173.86 | 8913.76 | 42.94 | 54.78 | 173.86
Metal box for TPN MCCB : -
Each
30121 | 30121 | Metal box for TPN MCCB up to 100A.................................................................................................................................. | [18 empty] | 321.20 |  |  | 13.33 |  |  | 16.59 |  | 49.61 |  | 30121 |  |  | 30121 | 321.20 13.33 16.59 49.61 | 321.2 | 13.33 | 16.59 | 49.61 | 321.2 | 13.33 | 16.59 | 49.61
30122 | 30122 | Metal box for TPN MCCB of 100A to 225A......................................................................................................................... | [18 empty] | 477.96 |  |  | 13.33 |  |  | 16.59 |  | 49.61 |  | 30122 |  |  | 30122 | 477.96 13.33 16.59 49.61 | 477.96 | 13.33 | 16.59 | 49.61 | 477.96 | 13.33 | 16.59 | 49.61
30123 | 30123 | Metal box for TPN MCCB of 225A to 400A......................................................................................................................... | [18 empty] | 634.06 |  |  | 19.44 |  |  | 24.46 |  | 76.63 |  | 30123 |  |  | 30123 | 634.06 19.44 24.46 76.63 | 634.06 | 19.44 | 24.46 | 76.63 | 634.06 | 19.44 | 24.46 | 76.63
30124 | 30124 | Metal box for TPN MCCB of 400A to 800A......................................................................................................................... | [18 empty] | 1,202.72 |  |  | 19.44 |  |  | 24.46 |  | 76.63 |  | 30124 |  |  | 30124 | 1,202.72 19.44 24.46 76.63 | 1202.72 | 19.44 | 24.46 | 76.63 | 1202.72 | 19.44 | 24.46 | 76.63
IDMT earth fault relay : -
Each
30125 | 30125 | IDMT earth fault relay c/w necessary current transformers, accessories and interconnections
| etc. including site test to be witnessed and to the satisfaction of the supply company ........................................................ | [19 empty] | 5,436.32 |  |  | 38.25 |  |  | 48.14 |  | 151.74 |  | 30125 |  |  | 30125 | 5,436.32 38.25 48.14 151.74 | 5436.32 | 38.25 | 48.14 | 151.74 | 5436.32 | 38.25 | 48.14 | 151.74
42946 | 30/7
30 | 30 | ELECTRICAL INSTALLATION - MISCELLANEOUS | [16 empty] | 30
| Item | Item
| MOULDED CASE CIRCUIT BREAKERS (CONT'D) | [14 empty] | Take | [9 empty] | Take
| Supply | [22 empty] | down |  | down |  |  | Fix
| and | [22 empty] | and |  | and set |  |  | only
| Metal box for IDMT relay : - | [9 empty] | fix | [12 empty] | clear |  | aside for
| away | [24 empty] | re-use
| A | [22 empty] | B |  | C |  |  | D
| Each |  |  | $ | [19 empty] | $ |  | $ |  |  | $
30126 | 30126 | Metal box for TPN MCCB up to 100A & IDMT relay.......................................................................................................... | [18 empty] | 578.13 |  |  | 19.72 |  |  | 24.72 |  | 77.86 |  | 30126 |  |  | 30126 | 578.13 19.72 24.72 77.86 | 578.13 | 19.72 | 24.72 | 77.86 | 578.13 | 19.72 | 24.72 | 77.86
30127 | 30127 | Metal box for TPN MCCB of 100A to 225A & IDMT relay................................................................................................. | [18 empty] | 721.99 |  |  | 19.72 |  |  | 24.72 |  | 77.86 |  | 30127 |  |  | 30127 | 721.99 19.72 24.72 77.86 | 721.99 | 19.72 | 24.72 | 77.86 | 721.99 | 19.72 | 24.72 | 77.86
30128 | 30128 | Metal box for TPN MCCB of 225A to 400A & IDMT relay................................................................................................. | [18 empty] | 924.29 |  |  | 19.72 |  |  | 24.72 |  | 77.86 |  | 30128 |  |  | 30128 | 924.29 19.72 24.72 77.86 | 924.29 | 19.72 | 24.72 | 77.86 | 924.29 | 19.72 | 24.72 | 77.86
30129 | 30129 | Metal box for TPN MCCB of 400A to 800A & IDMT relay................................................................................................. | [18 empty] | 937.77 |  |  | 19.72 |  |  | 24.72 |  | 77.86 |  | 30129 |  |  | 30129 | 937.77 19.72 24.72 77.86 | 937.77 | 19.72 | 24.72 | 77.86 | 937.77 | 19.72 | 24.72 | 77.86
| CONTACTORS |  |  |  |  | Take | [19 empty] | Take
| Supply | [22 empty] | down |  | down |  |  | Fix
| and | [22 empty] | and |  | and set |  |  | only
| Contactors to IEC 60947-4-1 : - | [9 empty] | fix | [12 empty] | clear |  | aside for
| away | [24 empty] | re-use
| A | [22 empty] | B |  | C |  |  | D
| Each |  |  | $ | [19 empty] | $ |  | $ |  |  | $
30130 | 30130 | 40A or below TPN with 220/ 380V coil................................................................................................................................ | [18 empty] | 261.83 |  |  | 12.07 |  |  | 15.49 |  | 49.25 |  | 30130 |  |  | 30130 | 261.83 12.07 15.49 49.25 | 261.83 | 12.07 | 15.49 | 49.25 | 261.83 | 12.07 | 15.49 | 49.25
30131 | 30131 | 60A TPN with 220/ 380V coil................................................................................................................................................ | [18 empty] | 398.85 |  |  | 19.75 |  |  | 24.76 |  | 78.53 |  | 30131 |  |  | 30131 | 398.85 19.75 24.76 78.53 | 398.85 | 19.75 | 24.76 | 78.53 | 398.85 | 19.75 | 24.76 | 78.53
30132 | 30132 | 80/ 100A TPN with 220/ 380V coil....................................................................................................................................... | [18 empty] | 647.94 |  |  | 24.80 |  |  | 31.20 |  | 98.12 |  | 30132 |  |  | 30132 | 647.94 24.80 31.20 98.12 | 647.94 | 24.8 | 31.2 | 98.12 | 647.94 | 24.8 | 31.2 | 98.12
30133 | 30133 | Metal box for 40A or below TPN contactor........................................................................................................................... | [18 empty] | 173.90 |  |  | 14.82 |  |  | 18.68 |  | 56.97 |  | 30133 |  |  | 30133 | 173.90 14.82 18.68 56.97 | 173.9 | 14.82 | 18.68 | 56.97 | 173.9 | 14.82 | 18.68 | 56.97
30134 | 30134 | Metal box for 60A TPN contactor.......................................................................................................................................... | [18 empty] | 257.30 |  |  | 17.38 |  |  | 21.45 |  | 65.98 |  | 30134 |  |  | 30134 | 257.30 17.38 21.45 65.98 | 257.3 | 17.38 | 21.45 | 65.98 | 257.3 | 17.38 | 21.45 | 65.98
30135 | 30135 | Metal box for 80/ 100A TPN contactor.................................................................................................................................. | [18 empty] | 391.26 |  |  | 19.75 |  |  | 24.76 |  | 78.00 |  | 30135 |  |  | 30135 | 391.26 19.75 24.76 78.00 | 391.26 | 19.75 | 24.76 | 78 | 391.26 | 19.75 | 24.76 | 78
| BUSBAR CHAMBER UNITS AND ACCESSORIES | [14 empty] | Take | [9 empty] | Take
| Supply | [22 empty] | down |  | down |  |  | Fix
| and | [22 empty] | and |  | and set |  |  | only
| Busbar chamber units, 4 full size solid drawn copper busbars, c/w cover and main | [16 empty] | fix | [5 empty] | clear |  | aside for
| terminals : - |  |  |  | away | [20 empty] | re-use
| A | [22 empty] | B |  | C |  |  | D
| Each |  |  | $ | [19 empty] | $ |  | $ |  |  | $
30136 | 30136 | 200A, 600 mm long................................................................................................................................................................ | [18 empty] | 2,268.44 |  |  | 88.09 |  |  | 111.00 |  | 331.10 |  | 30136 |  |  | 30136 | 2,268.44 88.09 111.00 331.10 | 2268.44 | 88.09 | 111 | 331.1 | 2268.44 | 88.09 | 111 | 331.1
30137 | 30137 | 200A 900 mm long................................................................................................................................................................. | [18 empty] | 2,677.81 |  |  | 123.96 |  |  | 154.65 |  | 467.84 |  | 30137 |  |  | 30137 | 2,677.81 123.96 154.65 467.84 | 2677.81 | 123.96 | 154.65 | 467.84 | 2677.81 | 123.96 | 154.65 | 467.84
30138 | 30138 | 200A, 1200 mm long.............................................................................................................................................................. | [18 empty] | 3,146.37 |  |  | 149.66 |  |  | 188.06 |  | 563.97 |  | 30138 |  |  | 30138 | 3,146.37 149.66 188.06 563.97 | 3146.37 | 149.66 | 188.06 | 563.97 | 3146.37 | 149.66 | 188.06 | 563.97
30139 | 30139 | 200A, 1500 mm long.............................................................................................................................................................. | [18 empty] | 3,945.60 |  |  | 161.41 |  |  | 203.23 |  | 603.13 |  | 30139 |  |  | 30139 | 3,945.60 161.41 203.23 603.13 | 3945.6 | 161.41 | 203.23 | 603.13 | 3945.6 | 161.41 | 203.23 | 603.13
30140 | 30140 | 300A, 600 mm long................................................................................................................................................................ | [18 empty] | 2,335.80 |  |  | 88.09 |  |  | 111.00 |  | 331.10 |  | 30140 |  |  | 30140 | 2,335.80 88.09 111.00 331.10 | 2335.8 | 88.09 | 111 | 331.1 | 2335.8 | 88.09 | 111 | 331.1
30141 | 30141 | 300A, 900 mm long................................................................................................................................................................ | [18 empty] | 2,765.38 |  |  | 123.96 |  |  | 154.65 |  | 467.84 |  | 30141 |  |  | 30141 | 2,765.38 123.96 154.65 467.84 | 2765.38 | 123.96 | 154.65 | 467.84 | 2765.38 | 123.96 | 154.65 | 467.84
30142 | 30142 | 300A, 1200 mm long.............................................................................................................................................................. | [18 empty] | 3,331.63 |  |  | 149.66 |  |  | 188.06 |  | 563.97 |  | 30142 |  |  | 30142 | 3,331.63 149.66 188.06 563.97 | 3331.63 | 149.66 | 188.06 | 563.97 | 3331.63 | 149.66 | 188.06 | 563.97
30143 | 30143 | 300A, 1500 mm long.............................................................................................................................................................. | [18 empty] | 4,195.22 |  |  | 161.41 |  |  | 203.23 |  | 603.13 |  | 30143 |  |  | 30143 | 4,195.22 161.41 203.23 603.13 | 4195.22 | 161.41 | 203.23 | 603.13 | 4195.22 | 161.41 | 203.23 | 603.13
42977 | 30/8
30 | 30 | ELECTRICAL INSTALLATION - MISCELLANEOUS | [16 empty] | 30
| Item | Item
| BUSBAR CHAMBER UNITS AND ACCESSORIES (CONT'D) | [16 empty] | Take | [7 empty] | Take
| Supply | [22 empty] | down |  | down |  |  | Fix
| and | [22 empty] | and |  | and set |  |  | only
| Busbar chamber units, 4 full size solid drawn copper busbars, c/w cover and main | [16 empty] | fix | [5 empty] | clear |  | aside for
| terminals : - (Cont'd) | [5 empty] | away | [18 empty] | re-use
| A | [22 empty] | B |  | C |  |  | D
| Each |  |  | $ | [19 empty] | $ |  | $ |  |  | $
30144 | 30144 | 400A, 600 mm long................................................................................................................................................................ | [18 empty] | 2,532.94 |  |  | 88.09 |  |  | 111.00 |  | 331.10 |  | 30144 |  |  | 30144 | 2,532.94 88.09 111.00 331.10 | 2532.94 | 88.09 | 111 | 331.1 | 2532.94 | 88.09 | 111 | 331.1
30145 | 30145 | 400A, 900 mm long................................................................................................................................................................ | [18 empty] | 3,031.47 |  |  | 123.96 |  |  | 154.65 |  | 467.84 |  | 30145 |  |  | 30145 | 3,031.47 123.96 154.65 467.84 | 3031.47 | 123.96 | 154.65 | 467.84 | 3031.47 | 123.96 | 154.65 | 467.84
30146 | 30146 | 400A, 1200 mm long.............................................................................................................................................................. | [18 empty] | 4,287.01 |  |  | 149.66 |  |  | 188.06 |  | 563.97 |  | 30146 |  |  | 30146 | 4,287.01 149.66 188.06 563.97 | 4287.01 | 149.66 | 188.06 | 563.97 | 4287.01 | 149.66 | 188.06 | 563.97
30147 | 30147 | 400A, 1500 mm long.............................................................................................................................................................. | [18 empty] | 5,074.06 |  |  | 161.41 |  |  | 203.23 |  | 603.13 |  | 30147 |  |  | 30147 | 5,074.06 161.41 203.23 603.13 | 5074.06 | 161.41 | 203.23 | 603.13 | 5074.06 | 161.41 | 203.23 | 603.13
30148 | 30148 | 500A, 600 mm long................................................................................................................................................................ | [18 empty] | 2,905.96 |  |  | 88.09 |  |  | 111.00 |  | 331.10 |  | 30148 |  |  | 30148 | 2,905.96 88.09 111.00 331.10 | 2905.96 | 88.09 | 111 | 331.1 | 2905.96 | 88.09 | 111 | 331.1
30149 | 30149 | 500A, 900 mm long................................................................................................................................................................ | [18 empty] | 3,501.75 |  |  | 123.96 |  |  | 154.65 |  | 467.84 |  | 30149 |  |  | 30149 | 3,501.75 123.96 154.65 467.84 | 3501.75 | 123.96 | 154.65 | 467.84 | 3501.75 | 123.96 | 154.65 | 467.84
30150 | 30150 | 500A, 1200 mm long.............................................................................................................................................................. | [18 empty] | 5,026.01 |  |  | 149.66 |  |  | 188.06 |  | 563.97 |  | 30150 |  |  | 30150 | 5,026.01 149.66 188.06 563.97 | 5026.01 | 149.66 | 188.06 | 563.97 | 5026.01 | 149.66 | 188.06 | 563.97
30151 | 30151 | 500A, 1500 mm long.............................................................................................................................................................. | [18 empty] | 5,576.74 |  |  | 161.41 |  |  | 203.23 |  | 603.13 |  | 30151 |  |  | 30151 | 5,576.74 161.41 203.23 603.13 | 5576.74 | 161.41 | 203.23 | 603.13 | 5576.74 | 161.41 | 203.23 | 603.13
30152 | 30152 | 630A, 600 mm long................................................................................................................................................................ | [18 empty] | 3,354.39 |  |  | 149.36 |  |  | 187.69 |  | 562.87 |  | 30152 |  |  | 30152 | 3,354.39 149.36 187.69 562.87 | 3354.39 | 149.36 | 187.69 | 562.87 | 3354.39 | 149.36 | 187.69 | 562.87
30153 | 30153 | 630A, 900 mm long................................................................................................................................................................ | [18 empty] | 4,073.71 |  |  | 185.21 |  |  | 233.19 |  | 699.55 |  | 30153 |  |  | 30153 | 4,073.71 185.21 233.19 699.55 | 4073.71 | 185.21 | 233.19 | 699.55 | 4073.71 | 185.21 | 233.19 | 699.55
30154 | 30154 | 630A, 1200 mm long.............................................................................................................................................................. | [18 empty] | 5,499.51 |  |  | 216.21 |  |  | 272.53 |  | 816.68 |  | 30154 |  |  | 30154 | 5,499.51 216.21 272.53 816.68 | 5499.51 | 216.21 | 272.53 | 816.68 | 5499.51 | 216.21 | 272.53 | 816.68
30155 | 30155 | 630A, 1500 mm long.............................................................................................................................................................. | [18 empty] | 6,382.02 |  |  | 250.36 |  |  | 313.97 |  | 945.36 |  | 30155 |  |  | 30155 | 6,382.02 250.36 313.97 945.36 | 6382.02 | 250.36 | 313.97 | 945.36 | 6382.02 | 250.36 | 313.97 | 945.36
30156 | 30156 | 800A, 600 mm long................................................................................................................................................................ | [18 empty] | 3,736.85 |  |  | 149.36 |  |  | 187.69 |  | 562.87 |  | 30156 |  |  | 30156 | 3,736.85 149.36 187.69 562.87 | 3736.85 | 149.36 | 187.69 | 562.87 | 3736.85 | 149.36 | 187.69 | 562.87
30157 | 30157 | 800A, 900 mm long................................................................................................................................................................ | [18 empty] | 4,810.99 |  |  | 185.21 |  |  | 233.19 |  | 699.55 |  | 30157 |  |  | 30157 | 4,810.99 185.21 233.19 699.55 | 4810.99 | 185.21 | 233.19 | 699.55 | 4810.99 | 185.21 | 233.19 | 699.55
30158 | 30158 | 800A, 1200 mm long.............................................................................................................................................................. | [18 empty] | 6,048.21 |  |  | 216.21 |  |  | 272.53 |  | 816.68 |  | 30158 |  |  | 30158 | 6,048.21 216.21 272.53 816.68 | 6048.21 | 216.21 | 272.53 | 816.68 | 6048.21 | 216.21 | 272.53 | 816.68
30159 | 30159 | 800A, 1500 mm long.............................................................................................................................................................. | [18 empty] | 7,323.66 |  |  | 250.36 |  |  | 313.97 |  | 945.36 |  | 30159 |  |  | 30159 | 7,323.66 250.36 313.97 945.36 | 7323.66 | 250.36 | 313.97 | 945.36 | 7323.66 | 250.36 | 313.97 | 945.36
Cover for busbar chamber unit of the following length and rating between 200A
and 800A : -
Each
30160 | 30160 | 600 mm.................................................................................................................................................................................... | [18 empty] | 337.39 |  |  | 7.64 |  |  | 9.00 |  | 23.48 |  | 30160 |  |  | 30160 | 337.39 7.64 9.00 23.48 | 337.39 | 7.64 | 9 | 23.48 | 337.39 | 7.64 | 9 | 23.48
30161 | 30161 | 900 mm ................................................................................................................................................................................... | [18 empty] | 393.55 |  |  | 7.64 |  |  | 9.00 |  | 23.48 |  | 30161 |  |  | 30161 | 393.55 7.64 9.00 23.48 | 393.55 | 7.64 | 9 | 23.48 | 393.55 | 7.64 | 9 | 23.48
30162 | 30162 | 1200 mm.................................................................................................................................................................................. | [18 empty] | 467.81 |  |  | 7.64 |  |  | 9.00 |  | 23.48 |  | 30162 |  |  | 30162 | 467.81 7.64 9.00 23.48 | 467.81 | 7.64 | 9 | 23.48 | 467.81 | 7.64 | 9 | 23.48
30163 | 30163 | 1500 mm.................................................................................................................................................................................. | [18 empty] | 531.90 |  |  | 7.64 |  |  | 9.00 |  | 23.48 |  | 30163 |  |  | 30163 | 531.90 7.64 9.00 23.48 | 531.9 | 7.64 | 9 | 23.48 | 531.9 | 7.64 | 9 | 23.48
Busbar clamp : -
Each
30164 | 30164 | 160A........................................................................................................................................................................................ | [18 empty] | 104.60 |  |  | 2.63 |  |  | 3.30 |  | 10.30 |  | 30164 |  |  | 30164 | 104.60 2.63 3.30 10.30 | 104.6 | 2.63 | 3.3 | 10.3 | 104.6 | 2.63 | 3.3 | 10.3
30165 | 30165 | 160A to 400A.......................................................................................................................................................................... | [18 empty] | 192.20 |  |  | 2.79 |  |  | 3.60 |  | 11.44 |  | 30165 |  |  | 30165 | 192.20 2.79 3.60 11.44 | 192.2 | 2.79 | 3.6 | 11.44 | 192.2 | 2.79 | 3.6 | 11.44
30166 | 30166 | 400A to 800A.......................................................................................................................................................................... | [18 empty] | 266.39 |  |  | 3.18 |  |  | 4.02 |  | 12.43 |  | 30166 |  |  | 30166 | 266.39 3.18 4.02 12.43 | 266.39 | 3.18 | 4.02 | 12.43 | 266.39 | 3.18 | 4.02 | 12.43
43008 | 30/9
30 | 30 | ELECTRICAL INSTALLATION - MISCELLANEOUS | [16 empty] | 30
| Item | Item
| BUSBAR CHAMBER UNITS AND ACCESSORIES (CONT'D) | [16 empty] | Take | [7 empty] | Take
| Supply | [22 empty] | down |  | down |  |  | Fix
| and | [22 empty] | and |  | and set |  |  | only
| Cable clamps and brass cable sockets for use with busbar chambers : - | [16 empty] | fix | [5 empty] | clear |  | aside for
| away | [24 empty] | re-use
| A | [22 empty] | B |  | C |  |  | D
| Each |  |  | $ | [19 empty] | $ |  | $ |  |  | $
30167 | 30167 | 32A/ 63A................................................................................................................................................................................. | [18 empty] | 81.47 |  |  | 2.63 |  |  | 3.15 |  | 8.09 |  | 30167 |  |  | 30167 | 81.47 2.63 3.15 8.09 | 81.47 | 2.63 | 3.15 | 8.09 | 81.47 | 2.63 | 3.15 | 8.09
30168 | 30168 | 100A........................................................................................................................................................................................ | [18 empty] | 106.42 |  |  | 2.63 |  |  | 3.15 |  | 8.09 |  | 30168 |  |  | 30168 | 106.42 2.63 3.15 8.09 | 106.42 | 2.63 | 3.15 | 8.09 | 106.42 | 2.63 | 3.15 | 8.09
30169 | 30169 | 160A........................................................................................................................................................................................ | [18 empty] | 110.74 |  |  | 4.21 |  |  | 5.10 |  | 12.97 |  | 30169 |  |  | 30169 | 110.74 4.21 5.10 12.97 | 110.74 | 4.21 | 5.1 | 12.97 | 110.74 | 4.21 | 5.1 | 12.97
30170 | 30170 | 200A ....................................................................................................................................................................................... | [18 empty] | 117.18 |  |  | 4.95 |  |  | 5.88 |  | 15.25 |  | 30170 |  |  | 30170 | 117.18 4.95 5.88 15.25 | 117.18 | 4.95 | 5.88 | 15.25 | 117.18 | 4.95 | 5.88 | 15.25
30171 | 30171 | 315A ....................................................................................................................................................................................... | [18 empty] | 132.04 |  |  | 5.88 |  |  | 7.24 |  | 18.39 |  | 30171 |  |  | 30171 | 132.04 5.88 7.24 18.39 | 132.04 | 5.88 | 7.24 | 18.39 | 132.04 | 5.88 | 7.24 | 18.39
30172 | 30172 | 400A ....................................................................................................................................................................................... | [18 empty] | 203.69 |  |  | 6.82 |  |  | 8.37 |  | 23.29 |  | 30172 |  |  | 30172 | 203.69 6.82 8.37 23.29 | 203.69 | 6.82 | 8.37 | 23.29 | 203.69 | 6.82 | 8.37 | 23.29
30173 | 30173 | 500A ....................................................................................................................................................................................... | [18 empty] | 224.89 |  |  | 7.50 |  |  | 9.05 |  | 25.60 |  | 30173 |  |  | 30173 | 224.89 7.50 9.05 25.60 | 224.89 | 7.5 | 9.05 | 25.6 | 224.89 | 7.5 | 9.05 | 25.6
30174 | 30174 | 630A ....................................................................................................................................................................................... | [18 empty] | 227.49 |  |  | 8.44 |  |  | 10.11 |  | 28.28 |  | 30174 |  |  | 30174 | 227.49 8.44 10.11 28.28 | 227.49 | 8.44 | 10.11 | 28.28 | 227.49 | 8.44 | 10.11 | 28.28
30175 | 30175 | 800A ....................................................................................................................................................................................... | [18 empty] | 287.11 |  |  | 10.67 |  |  | 13.10 |  | 36.00 |  | 30175 |  |  | 30175 | 287.11 10.67 13.10 36.00 | 287.11 | 10.67 | 13.1 | 36 | 287.11 | 10.67 | 13.1 | 36
Connection flanges (including cutting and drilling busbar chamber, assembly of
switch to flange, and flange to busbar chamber with provision and installation of
interconnections as necessary) : -
Each
30176 | 30176 | SPN 32A/ 63A........................................................................................................................................................................ | [18 empty] | 104.52 |  |  | 9.95 |  |  | 11.99 |  | 40.20 |  | 30176 |  |  | 30176 | 104.52 9.95 11.99 40.20 | 104.52 | 9.95 | 11.99 | 40.2 | 104.52 | 9.95 | 11.99 | 40.2
30177 | 30177 | SPN 100A................................................................................................................................................................................ | [18 empty] | 131.52 |  |  | 13.23 |  |  | 16.39 |  | 52.37 |  | 30177 |  |  | 30177 | 131.52 13.23 16.39 52.37 | 131.52 | 13.23 | 16.39 | 52.37 | 131.52 | 13.23 | 16.39 | 52.37
30178 | 30178 | TPN 32A................................................................................................................................................................................. | [18 empty] | 127.03 |  |  | 11.87 |  |  | 15.14 |  | 48.54 |  | 30178 |  |  | 30178 | 127.03 11.87 15.14 48.54 | 127.03 | 11.87 | 15.14 | 48.54 | 127.03 | 11.87 | 15.14 | 48.54
30179 | 30179 | TPN 63A................................................................................................................................................................................. | [18 empty] | 159.38 |  |  | 12.64 |  |  | 15.77 |  | 49.64 |  | 30179 |  |  | 30179 | 159.38 12.64 15.77 49.64 | 159.38 | 12.64 | 15.77 | 49.64 | 159.38 | 12.64 | 15.77 | 49.64
30180 | 30180 | TPN 100A............................................................................................................................................................................... | [18 empty] | 201.87 |  |  | 15.16 |  |  | 19.65 |  | 60.19 |  | 30180 |  |  | 30180 | 201.87 15.16 19.65 60.19 | 201.87 | 15.16 | 19.65 | 60.19 | 201.87 | 15.16 | 19.65 | 60.19
30181 | 30181 | TPN 160/ 200A....................................................................................................................................................................... | [18 empty] | 244.70 |  |  | 18.26 |  |  | 23.53 |  | 72.70 |  | 30181 |  |  | 30181 | 244.70 18.26 23.53 72.70 | 244.7 | 18.26 | 23.53 | 72.7 | 244.7 | 18.26 | 23.53 | 72.7
30182 | 30182 | TPN 300/ 315A....................................................................................................................................................................... | [18 empty] | 307.03 |  |  | 24.89 |  |  | 31.42 |  | 99.45 |  | 30182 |  |  | 30182 | 307.03 24.89 31.42 99.45 | 307.03 | 24.89 | 31.42 | 99.45 | 307.03 | 24.89 | 31.42 | 99.45
30183 | 30183 | TPN 400/ 500A....................................................................................................................................................................... | [18 empty] | 345.99 |  |  | 31.09 |  |  | 38.94 |  | 123.24 |  | 30183 |  |  | 30183 | 345.99 31.09 38.94 123.24 | 345.99 | 31.09 | 38.94 | 123.24 | 345.99 | 31.09 | 38.94 | 123.24
30184 | 30184 | TPN 600/ 630/ 800A............................................................................................................................................................... | [18 empty] | 390.08 |  |  | 37.84 |  |  | 47.54 |  | 150.19 |  | 30184 |  |  | 30184 | 390.08 37.84 47.54 150.19 | 390.08 | 37.84 | 47.54 | 150.19 | 390.08 | 37.84 | 47.54 | 150.19
Porcelain support for busbar or for use in link box : -
Each
30185 | 30185 | Not exceeding 300A................................................................................................................................................................ | [18 empty] | 28.64 |  |  | 4.76 |  |  | 6.60 |  | 18.33 |  | 30185 |  |  | 30185 | 28.64 4.76 6.60 18.33 | 28.64 | 4.76 | 6.6 | 18.33 | 28.64 | 4.76 | 6.6 | 18.33
30186 | 30186 | 300A - 500A............................................................................................................................................................................ | [18 empty] | 36.29 |  |  | 6.11 |  |  | 7.72 |  | 23.38 |  | 30186 |  |  | 30186 | 36.29 6.11 7.72 23.38 | 36.29 | 6.11 | 7.72 | 23.38 | 36.29 | 6.11 | 7.72 | 23.38
30187 | 30187 | 500A - 1000A.......................................................................................................................................................................... | [18 empty] | 49.74 |  |  | 7.33 |  |  | 9.33 |  | 28.48 |  | 30187 |  |  | 30187 | 49.74 7.33 9.33 28.48 | 49.74 | 7.33 | 9.33 | 28.48 | 49.74 | 7.33 | 9.33 | 28.48
43038 | 30/10
30 | 30 | ELECTRICAL INSTALLATION - MISCELLANEOUS | [16 empty] | 30
| Item | Item
| BUSBAR CHAMBER UNITS AND ACCESSORIES (CONT'D) | [16 empty] | Take | [7 empty] | Take
| Supply | [22 empty] | down |  | down |  |  | Fix
| and | [22 empty] | and |  | and set |  |  | only
| Cable entry/ conduit box of approved type for switchfuses, all necessary work including | [17 empty] | fix |  |  |  |  | clear |  | aside for
| cutting and drilling of trunking, assembly and connection of switchfuses, etc. : - | [16 empty] | away | [7 empty] | re-use
| A | [22 empty] | B |  | C |  |  | D
| Each |  |  | $ | [19 empty] | $ |  | $ |  |  | $
30188 | 30188 | TPN 160/ 200A....................................................................................................................................................................... | [18 empty] | 286.79 |  |  | 24.89 |  |  | 31.42 |  | 99.45 |  | 30188 |  |  | 30188 | 286.79 24.89 31.42 99.45 | 286.79 | 24.89 | 31.42 | 99.45 | 286.79 | 24.89 | 31.42 | 99.45
30189 | 30189 | TPN 315A............................................................................................................................................................................... | [18 empty] | 343.41 |  |  | 31.09 |  |  | 38.94 |  | 123.24 |  | 30189 |  |  | 30189 | 343.41 31.09 38.94 123.24 | 343.41 | 31.09 | 38.94 | 123.24 | 343.41 | 31.09 | 38.94 | 123.24
30190 | 30190 | TPN 400/ 500A....................................................................................................................................................................... | [18 empty] | 438.46 |  |  | 37.84 |  |  | 47.54 |  | 150.19 |  | 30190 |  |  | 30190 | 438.46 37.84 47.54 150.19 | 438.46 | 37.84 | 47.54 | 150.19 | 438.46 | 37.84 | 47.54 | 150.19
30191 | 30191 | TPN 630/ 800A....................................................................................................................................................................... | [18 empty] | 543.12 |  |  | 44.40 |  |  | 55.42 |  | 175.27 |  | 30191 |  |  | 30191 | 543.12 44.40 55.42 175.27 | 543.12 | 44.4 | 55.42 | 175.27 | 543.12 | 44.4 | 55.42 | 175.27
Insulating sheet as paxolin or ebonite, etc., used in conjunction with distribution
boxes and switch gear (to be drilled and cut to shape as required) : -
Per square metre
30192 | 30192 | 1.5 mm thick............................................................................................................................................................................ | [18 empty] | 254.79 |  |  | 29.30 |  |  | 36.61 |  | 114.69 |  | 30192 |  |  | 30192 | 254.79 29.30 36.61 114.69 | 254.79 | 29.3 | 36.61 | 114.69 | 254.79 | 29.3 | 36.61 | 114.69
30193 | 30193 | 3 mm thick............................................................................................................................................................................... | [18 empty] | 383.03 |  |  | 39.34 |  |  | 49.26 |  | 153.10 |  | 30193 |  |  | 30193 | 383.03 39.34 49.26 153.10 | 383.03 | 39.34 | 49.26 | 153.1 | 383.03 | 39.34 | 49.26 | 153.1
30194 | 30194 | 7 mm thick............................................................................................................................................................................... | [18 empty] | 648.68 |  |  | 49.26 |  |  | 61.24 |  | 190.56 |  | 30194 |  |  | 30194 | 648.68 49.26 61.24 190.56 | 648.68 | 49.26 | 61.24 | 190.56 | 648.68 | 49.26 | 61.24 | 190.56
30195 | 30195 | 10 mm thick............................................................................................................................................................................. | [18 empty] | 871.01 |  |  | 59.38 |  |  | 73.79 |  | 229.33 |  | 30195 |  |  | 30195 | 871.01 59.38 73.79 229.33 | 871.01 | 59.38 | 73.79 | 229.33 | 871.01 | 59.38 | 73.79 | 229.33
30196 | 30196 | 12 mm thick............................................................................................................................................................................. | [18 empty] | 1,216.02 |  |  | 78.70 |  |  | 98.37 |  | 306.63 |  | 30196 |  |  | 30196 | 1,216.02 78.70 98.37 306.63 | 1216.02 | 78.7 | 98.37 | 306.63 | 1216.02 | 78.7 | 98.37 | 306.63
30197 | 30197 | 20 mm thick............................................................................................................................................................................. | [18 empty] | 1,486.53 |  |  | 98.37 |  |  | 122.13 |  | 384.05 |  | 30197 |  |  | 30197 | 1,486.53 98.37 122.13 384.05 | 1486.53 | 98.37 | 122.13 | 384.05 | 1486.53 | 98.37 | 122.13 | 384.05
30198 | 30198 | 25 mm thick............................................................................................................................................................................. | [18 empty] | 1,767.23 |  |  | 103.12 |  |  | 128.50 |  | 402.09 |  | 30198 |  |  | 30198 | 1,767.23 103.12 128.50 402.09 | 1767.23 | 103.12 | 128.5 | 402.09 | 1767.23 | 103.12 | 128.5 | 402.09
43069 | 30/11
30 | 30 | ELECTRICAL INSTALLATION - MISCELLANEOUS | [16 empty] | 30
| Item | Item
| RESIDUAL CURRENT CIRCUIT BREAKERS | [14 empty] | Take | [9 empty] | Take
| Supply | [22 empty] | down |  | down |  |  | Fix
| and | [22 empty] | and |  | and set |  |  | only
| Residual current operated circuit breaker (RCCB) to IEC 61008-1 with minimum rated | [17 empty] | fix |  |  |  |  | clear |  | aside for
| short circuit breaking capacity of 3 kA : - | [9 empty] | away | [14 empty] | re-use
| A | [22 empty] | B |  | C |  |  | D
| Each |  |  | $ | [19 empty] | $ |  | $ |  |  | $
30199 | 30199 | 25/ 32/ 40A DP, 30 mA trip.................................................................................................................................................... | [18 empty] | 265.68 |  |  | 10.00 |  |  | 11.50 |  | 32.14 |  | 30199 |  |  | 30199 | 265.68 10.00 11.50 32.14 | 265.68 | 10 | 11.5 | 32.14 | 265.68 | 10 | 11.5 | 32.14
30200 | 30200 | 25/ 32/ 40A DP, 100 mA trip................................................................................................................................................. | [18 empty] | 387.85 |  |  | 11.00 |  |  | 12.64 |  | 34.42 |  | 30200 |  |  | 30200 | 387.85 11.00 12.64 34.42 | 387.85 | 11 | 12.64 | 34.42 | 387.85 | 11 | 12.64 | 34.42
30201 | 30201 | 25/ 32/ 40A DP, 300 mA trip................................................................................................................................................. | [18 empty] | 566.24 |  |  | 11.00 |  |  | 12.64 |  | 34.42 |  | 30201 |  |  | 30201 | 566.24 11.00 12.64 34.42 | 566.24 | 11 | 12.64 | 34.42 | 566.24 | 11 | 12.64 | 34.42
30202 | 30202 | 63A DP, 30 mA trip................................................................................................................................................................ | [18 empty] | 358.20 |  |  | 10.00 |  |  | 11.50 |  | 32.14 |  | 30202 |  |  | 30202 | 358.20 10.00 11.50 32.14 | 358.2 | 10 | 11.5 | 32.14 | 358.2 | 10 | 11.5 | 32.14
30203 | 30203 | 80A DP, 30 mA trip................................................................................................................................................................ | [18 empty] | 587.73 |  |  | 10.00 |  |  | 11.50 |  | 32.14 |  | 30203 |  |  | 30203 | 587.73 10.00 11.50 32.14 | 587.73 | 10 | 11.5 | 32.14 | 587.73 | 10 | 11.5 | 32.14
30204 | 30204 | 100A DP, 30 mA trip.............................................................................................................................................................. | [18 empty] | 824.11 |  |  | 10.00 |  |  | 11.50 |  | 32.14 |  | 30204 |  |  | 30204 | 824.11 10.00 11.50 32.14 | 824.11 | 10 | 11.5 | 32.14 | 824.11 | 10 | 11.5 | 32.14
30205 | 30205 | 10/ 13/ 16/ 20/ 25/ 32/ 40A TPN, 30 mA trip........................................................................................................................ | [18 empty] | 409.63 |  |  | 14.82 |  |  | 18.77 |  | 59.02 |  | 30205 |  |  | 30205 | 409.63 14.82 18.77 59.02 | 409.63 | 14.82 | 18.77 | 59.02 | 409.63 | 14.82 | 18.77 | 59.02
30206 | 30206 | 25/ 40A TPN, 100 mA trip..................................................................................................................................................... | [18 empty] | 420.23 |  |  | 14.82 |  |  | 18.77 |  | 59.02 |  | 30206 |  |  | 30206 | 420.23 14.82 18.77 59.02 | 420.23 | 14.82 | 18.77 | 59.02 | 420.23 | 14.82 | 18.77 | 59.02
30207 | 30207 | 63A TPN, 30 mA trip.............................................................................................................................................................. | [18 empty] | 426.42 |  |  | 14.82 |  |  | 18.77 |  | 59.02 |  | 30207 |  |  | 30207 | 426.42 14.82 18.77 59.02 | 426.42 | 14.82 | 18.77 | 59.02 | 426.42 | 14.82 | 18.77 | 59.02
30208 | 30208 | 63A TPN, 100 mA trip............................................................................................................................................................ | [18 empty] | 447.86 |  |  | 14.82 |  |  | 18.77 |  | 59.02 |  | 30208 |  |  | 30208 | 447.86 14.82 18.77 59.02 | 447.86 | 14.82 | 18.77 | 59.02 | 447.86 | 14.82 | 18.77 | 59.02
30209 | 30209 | 63A TPN, 300/ 500 mA trip................................................................................................................................................... | [18 empty] | 571.86 |  |  | 14.82 |  |  | 18.77 |  | 59.02 |  | 30209 |  |  | 30209 | 571.86 14.82 18.77 59.02 | 571.86 | 14.82 | 18.77 | 59.02 | 571.86 | 14.82 | 18.77 | 59.02
30210 | 30210 | 100A TPN, 30 mA trip............................................................................................................................................................ | [18 empty] | 1,251.33 |  |  | 14.82 |  |  | 18.77 |  | 59.02 |  | 30210 |  |  | 30210 | 1,251.33 14.82 18.77 59.02 | 1251.33 | 14.82 | 18.77 | 59.02 | 1251.33 | 14.82 | 18.77 | 59.02
30211 | 30211 | 100A TPN, 100 mA trip......................................................................................................................................................... | [18 empty] | 1,303.23 |  |  | 14.82 |  |  | 18.77 |  | 59.02 |  | 30211 |  |  | 30211 | 1,303.23 14.82 18.77 59.02 | 1303.23 | 14.82 | 18.77 | 59.02 | 1303.23 | 14.82 | 18.77 | 59.02
Residual current operated circuit breaker (RCCB) to IEC 61008-1 with minimum rated
short circuit breaking capacity of 22 - 40 kA : -
Each
30212 | 30212 | 100A TPN, 500 mA trip......................................................................................................................................................... | [18 empty] | 2,624.93 |  |  | 19.52 |  |  | 24.38 |  | 78.02 |  | 30212 |  |  | 30212 | 2,624.93 19.52 24.38 78.02 | 2624.93 | 19.52 | 24.38 | 78.02 | 2624.93 | 19.52 | 24.38 | 78.02
30213 | 30213 | 200A TPN, 500 mA trip......................................................................................................................................................... | [18 empty] | 3,278.69 |  |  | 22.17 |  |  | 27.96 |  | 90.13 |  | 30213 |  |  | 30213 | 3,278.69 22.17 27.96 90.13 | 3278.69 | 22.17 | 27.96 | 90.13 | 3278.69 | 22.17 | 27.96 | 90.13
30214 | 30214 | 400A TPN, 500 mA trip......................................................................................................................................................... | [18 empty] | 3,967.19 |  |  | 24.91 |  |  | 31.45 |  | 100.73 |  | 30214 |  |  | 30214 | 3,967.19 24.91 31.45 100.73 | 3967.19 | 24.91 | 31.45 | 100.73 | 3967.19 | 24.91 | 31.45 | 100.73
43099 | 30/12
30 | 30 | ELECTRICAL INSTALLATION - MISCELLANEOUS | [16 empty] | 30
| Item | Item
| RESIDUAL CURRENT CIRCUIT BREAKERS (CONT'D) | [16 empty] | Take | [7 empty] | Take
| Supply | [22 empty] | down |  | down |  |  | Fix
| and | [22 empty] | and |  | and set |  |  | only
| Metal box for RCCB, 10 to 100A SP/ DP : - | [11 empty] | fix | [10 empty] | clear |  | aside for
| away | [24 empty] | re-use
| A | [22 empty] | B |  | C |  |  | D
| Each |  |  | $ | [19 empty] | $ |  | $ |  |  | $
30215 | 30215 | 2 ways...................................................................................................................................................................................... | [18 empty] | 112.55 |  |  | 13.16 |  |  | 16.36 |  | 49.47 |  | 30215 |  |  | 30215 | 112.55 13.16 16.36 49.47 | 112.55 | 13.16 | 16.36 | 49.47 | 112.55 | 13.16 | 16.36 | 49.47
30216 | 30216 | 4 ways...................................................................................................................................................................................... | [18 empty] | 162.01 |  |  | 13.16 |  |  | 16.36 |  | 49.47 |  | 30216 |  |  | 30216 | 162.01 13.16 16.36 49.47 | 162.01 | 13.16 | 16.36 | 49.47 | 162.01 | 13.16 | 16.36 | 49.47
30217 | 30217 | 6 ways...................................................................................................................................................................................... | [18 empty] | 288.06 |  |  | 19.39 |  |  | 24.10 |  | 75.44 |  | 30217 |  |  | 30217 | 288.06 19.39 24.10 75.44 | 288.06 | 19.39 | 24.1 | 75.44 | 288.06 | 19.39 | 24.1 | 75.44
30218 | 30218 | 8 ways...................................................................................................................................................................................... | [18 empty] | 401.54 |  |  | 19.39 |  |  | 24.10 |  | 75.44 |  | 30218 |  |  | 30218 | 401.54 19.39 24.10 75.44 | 401.54 | 19.39 | 24.1 | 75.44 | 401.54 | 19.39 | 24.1 | 75.44
30219 | 30219 | 12 ways.................................................................................................................................................................................... | [18 empty] | 518.10 |  |  | 19.39 |  |  | 24.10 |  | 75.44 |  | 30219 |  |  | 30219 | 518.10 19.39 24.10 75.44 | 518.1 | 19.39 | 24.1 | 75.44 | 518.1 | 19.39 | 24.1 | 75.44
Metal box for RCCB, 10 to 100A TP : -
Each
30220 | 30220 | 2 ways...................................................................................................................................................................................... | [18 empty] | 160.06 |  |  | 13.16 |  |  | 16.36 |  | 49.47 |  | 30220 |  |  | 30220 | 160.06 13.16 16.36 49.47 | 160.06 | 13.16 | 16.36 | 49.47 | 160.06 | 13.16 | 16.36 | 49.47
30221 | 30221 | 4 ways...................................................................................................................................................................................... | [18 empty] | 370.39 |  |  | 13.16 |  |  | 16.36 |  | 49.47 |  | 30221 |  |  | 30221 | 370.39 13.16 16.36 49.47 | 370.39 | 13.16 | 16.36 | 49.47 | 370.39 | 13.16 | 16.36 | 49.47
30222 | 30222 | 6 ways...................................................................................................................................................................................... | [18 empty] | 533.39 |  |  | 19.39 |  |  | 24.10 |  | 75.44 |  | 30222 |  |  | 30222 | 533.39 19.39 24.10 75.44 | 533.39 | 19.39 | 24.1 | 75.44 | 533.39 | 19.39 | 24.1 | 75.44
30223 | 30223 | 8 ways...................................................................................................................................................................................... | [18 empty] | 638.11 |  |  | 19.39 |  |  | 24.10 |  | 75.44 |  | 30223 |  |  | 30223 | 638.11 19.39 24.10 75.44 | 638.11 | 19.39 | 24.1 | 75.44 | 638.11 | 19.39 | 24.1 | 75.44
Residual current operated circuit breaker with integral over current protection (RCBO)
to IEC 61009 with rated instantaneous tripping current of Type B/ Type C classification
and minimum rated short circuit breaking capacity of 6kA : -
Each
30224 | 30224 | 10/ 13/ 16/ 20/ 25/ 32/ 40A DP, 30 mA trip.......................................................................................................................... | [18 empty] | 270.47 |  |  | 9.94 |  |  | 11.42 |  | 31.96 |  | 30224 |  |  | 30224 | 270.47 9.94 11.42 31.96 | 270.47 | 9.94 | 11.42 | 31.96 | 270.47 | 9.94 | 11.42 | 31.96
30/13
30 | 30 | ELECTRICAL INSTALLATION - MISCELLANEOUS | [16 empty] | 30
| Item | Item
| SWITCH AND FUSE GEAR | [9 empty] | Take | [14 empty] | Take
| Supply | [22 empty] | down |  | down |  |  | Fix
| and | [22 empty] | and |  | and set |  |  | only
| Switch fuses, metal clad, surface mounting, c/w HRC fuses : - | [14 empty] | fix | [7 empty] | clear |  | aside for
| away | [24 empty] | re-use
| A | [22 empty] | B |  | C |  |  | D
| Each |  |  | $ | [19 empty] | $ |  | $ |  |  | $
30225 | 30225 | Switch fuse 20A, SPN............................................................................................................................................................ | [18 empty] | 508.09 |  |  | 15.40 |  |  | 19.27 |  | 57.70 |  | 30225 |  |  | 30225 | 508.09 15.40 19.27 57.70 | 508.09 | 15.4 | 19.27 | 57.7 | 508.09 | 15.4 | 19.27 | 57.7
30226 | 30226 | Ditto 32A, SPN....................................................................................................................................................................... | [18 empty] | 536.83 |  |  | 17.14 |  |  | 21.04 |  | 64.39 |  | 30226 |  |  | 30226 | 536.83 17.14 21.04 64.39 | 536.83 | 17.14 | 21.04 | 64.39 | 536.83 | 17.14 | 21.04 | 64.39
30227 | 30227 | Ditto 63A, SPN....................................................................................................................................................................... | [18 empty] | 613.03 |  |  | 21.72 |  |  | 27.30 |  | 82.77 |  | 30227 |  |  | 30227 | 613.03 21.72 27.30 82.77 | 613.03 | 21.72 | 27.3 | 82.77 | 613.03 | 21.72 | 27.3 | 82.77
30228 | 30228 | Ditto 100A, SPN..................................................................................................................................................................... | [18 empty] | 773.97 |  |  | 33.58 |  |  | 41.88 |  | 127.99 |  | 30228 |  |  | 30228 | 773.97 33.58 41.88 127.99 | 773.97 | 33.58 | 41.88 | 127.99 | 773.97 | 33.58 | 41.88 | 127.99
30229 | 30229 | Ditto 20A, TPN....................................................................................................................................................................... | [18 empty] | 653.64 |  |  | 19.52 |  |  | 24.52 |  | 75.38 |  | 30229 |  |  | 30229 | 653.64 19.52 24.52 75.38 | 653.64 | 19.52 | 24.52 | 75.38 | 653.64 | 19.52 | 24.52 | 75.38
30230 | 30230 | Ditto 32A, TPN....................................................................................................................................................................... | [18 empty] | 693.36 |  |  | 19.52 |  |  | 24.52 |  | 75.38 |  | 30230 |  |  | 30230 | 693.36 19.52 24.52 75.38 | 693.36 | 19.52 | 24.52 | 75.38 | 693.36 | 19.52 | 24.52 | 75.38
30231 | 30231 | Ditto 63A, TPN....................................................................................................................................................................... | [18 empty] | 836.62 |  |  | 33.92 |  |  | 42.64 |  | 127.99 |  | 30231 |  |  | 30231 | 836.62 33.92 42.64 127.99 | 836.62 | 33.92 | 42.64 | 127.99 | 836.62 | 33.92 | 42.64 | 127.99
30232 | 30232 | Ditto 100A, TPN..................................................................................................................................................................... | [18 empty] | 1,110.59 |  |  | 46.40 |  |  | 58.09 |  | 178.23 |  | 30232 |  |  | 30232 | 1,110.59 46.40 58.09 178.23 | 1110.59 | 46.4 | 58.09 | 178.23 | 1110.59 | 46.4 | 58.09 | 178.23
Neutral terminal : -
Each
30233 | 30233 | Neutral terminal for switchfuse 15A/ 30A............................................................................................................................. | [18 empty] | 62.66 |  |  | 5.07 |  |  | 6.23 |  | 15.63 |  | 30233 |  |  | 30233 | 62.66 5.07 6.23 15.63 | 62.66 | 5.07 | 6.23 | 15.63 | 62.66 | 5.07 | 6.23 | 15.63
30234 | 30234 | Neutral terminal for switchfuse 60A...................................................................................................................................... | [18 empty] | 68.15 |  |  | 6.60 |  |  | 7.89 |  | 19.83 |  | 30234 |  |  | 30234 | 68.15 6.60 7.89 19.83 | 68.15 | 6.6 | 7.89 | 19.83 | 68.15 | 6.6 | 7.89 | 19.83
30235 | 30235 | Neutral terminal for switchfuse 100A.................................................................................................................................... | [18 empty] | 84.49 |  |  | 9.18 |  |  | 11.36 |  | 33.22 |  | 30235 |  |  | 30235 | 84.49 9.18 11.36 33.22 | 84.49 | 9.18 | 11.36 | 33.22 | 84.49 | 9.18 | 11.36 | 33.22
Fuse switches, metal clad, c/w conduit boxes, busbar chamber connection flanges
and HRC fuses : -
Each
30236 | 30236 | 160A, TPN.............................................................................................................................................................................. | [18 empty] | 1,705.85 |  |  | 55.68 |  |  | 69.58 |  | 210.14 |  | 30236 |  |  | 30236 | 1,705.85 55.68 69.58 210.14 | 1705.85 | 55.68 | 69.58 | 210.14 | 1705.85 | 55.68 | 69.58 | 210.14
30237 | 30237 | 200A, TPN.............................................................................................................................................................................. | [18 empty] | 1,986.31 |  |  | 55.68 |  |  | 69.58 |  | 210.14 |  | 30237 |  |  | 30237 | 1,986.31 55.68 69.58 210.14 | 1986.31 | 55.68 | 69.58 | 210.14 | 1986.31 | 55.68 | 69.58 | 210.14
30238 | 30238 | 300A, TPN.............................................................................................................................................................................. | [18 empty] | 3,694.07 |  |  | 89.05 |  |  | 111.06 |  | 337.30 |  | 30238 |  |  | 30238 | 3,694.07 89.05 111.06 337.30 | 3694.07 | 89.05 | 111.06 | 337.3 | 3694.07 | 89.05 | 111.06 | 337.3
30239 | 30239 | 400A, TPN.............................................................................................................................................................................. | [18 empty] | 4,395.18 |  |  | 111.39 |  |  | 139.18 |  | 415.85 |  | 30239 |  |  | 30239 | 4,395.18 111.39 139.18 415.85 | 4395.18 | 111.39 | 139.18 | 415.85 | 4395.18 | 111.39 | 139.18 | 415.85
30240 | 30240 | 600A, TPN.............................................................................................................................................................................. | [18 empty] | 6,249.86 |  |  | 131.24 |  |  | 162.71 |  | 489.38 |  | 30240 |  |  | 30240 | 6,249.86 131.24 162.71 489.38 | 6249.86 | 131.24 | 162.71 | 489.38 | 6249.86 | 131.24 | 162.71 | 489.38
30241 | 30241 | 800A, TPN.............................................................................................................................................................................. | [18 empty] | 8,187.65 |  |  | 149.21 |  |  | 187.91 |  | 564.85 |  | 30241 |  |  | 30241 | 8,187.65 149.21 187.91 564.85 | 8187.65 | 149.21 | 187.91 | 564.85 | 8187.65 | 149.21 | 187.91 | 564.85
Switch fuses all insulated SPN surface mounting, back or side entry c/w IEC 60269-1
fuses : -
Each
30242 | 30242 | 20A - 80A................................................................................................................................................................................ | [18 empty] | 550.76 |  |  | 17.07 |  |  | 20.96 |  | 64.12 |  | 30242 |  |  | 30242 | 550.76 17.07 20.96 64.12 | 550.76 | 17.07 | 20.96 | 64.12 | 550.76 | 17.07 | 20.96 | 64.12
30/14
30 | 30 | ELECTRICAL INSTALLATION - MISCELLANEOUS | [16 empty] | 30
| Item | Item
| SWITCH AND FUSE GEAR (CONT'D) | [12 empty] | Take | [11 empty] | Take
| Supply | [22 empty] | down |  | down |  |  | Fix
| and | [22 empty] | and |  | and set |  |  | only
| Isolating switches, metal clad, surface mounting : - | [12 empty] | fix | [9 empty] | clear |  | aside for
| away | [24 empty] | re-use
| A | [22 empty] | B |  | C |  |  | D
| Each |  |  | $ | [19 empty] | $ |  | $ |  |  | $
30243 | 30243 | 20A, DP................................................................................................................................................................................... | [18 empty] | 500.66 |  |  | 17.07 |  |  | 20.96 |  | 64.12 |  | 30243 |  |  | 30243 | 500.66 17.07 20.96 64.12 | 500.66 | 17.07 | 20.96 | 64.12 | 500.66 | 17.07 | 20.96 | 64.12
30244 | 30244 | 32A, DP................................................................................................................................................................................... | [18 empty] | 520.72 |  |  | 17.07 |  |  | 20.96 |  | 64.12 |  | 30244 |  |  | 30244 | 520.72 17.07 20.96 64.12 | 520.72 | 17.07 | 20.96 | 64.12 | 520.72 | 17.07 | 20.96 | 64.12
30245 | 30245 | 63A, DP................................................................................................................................................................................... | [18 empty] | 614.20 |  |  | 22.45 |  |  | 28.00 |  | 83.70 |  | 30245 |  |  | 30245 | 614.20 22.45 28.00 83.70 | 614.2 | 22.45 | 28 | 83.7 | 614.2 | 22.45 | 28 | 83.7
30246 | 30246 | 100A, DP................................................................................................................................................................................. | [18 empty] | 855.54 |  |  | 22.45 |  |  | 28.00 |  | 83.70 |  | 30246 |  |  | 30246 | 855.54 22.45 28.00 83.70 | 855.54 | 22.45 | 28 | 83.7 | 855.54 | 22.45 | 28 | 83.7
30247 | 30247 | 20A, TPN................................................................................................................................................................................ | [18 empty] | 579.07 |  |  | 22.45 |  |  | 28.00 |  | 83.70 |  | 30247 |  |  | 30247 | 579.07 22.45 28.00 83.70 | 579.07 | 22.45 | 28 | 83.7 | 579.07 | 22.45 | 28 | 83.7
30248 | 30248 | 32A, TPN................................................................................................................................................................................ | [18 empty] | 619.56 |  |  | 22.45 |  |  | 28.00 |  | 83.70 |  | 30248 |  |  | 30248 | 619.56 22.45 28.00 83.70 | 619.56 | 22.45 | 28 | 83.7 | 619.56 | 22.45 | 28 | 83.7
30249 | 30249 | 63A, TPN................................................................................................................................................................................ | [18 empty] | 700.26 |  |  | 23.61 |  |  | 29.69 |  | 88.84 |  | 30249 |  |  | 30249 | 700.26 23.61 29.69 88.84 | 700.26 | 23.61 | 29.69 | 88.84 | 700.26 | 23.61 | 29.69 | 88.84
30250 | 30250 | 100A/ 125A, TPN................................................................................................................................................................... | [18 empty] | 1,014.78 |  |  | 24.82 |  |  | 31.07 |  | 93.17 |  | 30250 |  |  | 30250 | 1,014.78 24.82 31.07 93.17 | 1014.78 | 24.82 | 31.07 | 93.17 | 1014.78 | 24.82 | 31.07 | 93.17
30251 | 30251 | 160A/ 200A, TPN................................................................................................................................................................... | [18 empty] | 1,783.43 |  |  | 55.15 |  |  | 69.48 |  | 208.47 |  | 30251 |  |  | 30251 | 1,783.43 55.15 69.48 208.47 | 1783.43 | 55.15 | 69.48 | 208.47 | 1783.43 | 55.15 | 69.48 | 208.47
30252 | 30252 | 250A/ 300A/ 315A, TPN........................................................................................................................................................ | [18 empty] | 2,922.58 |  |  | 60.21 |  |  | 75.18 |  | 234.18 |  | 30252 |  |  | 30252 | 2,922.58 60.21 75.18 234.18 | 2922.58 | 60.21 | 75.18 | 234.18 | 2922.58 | 60.21 | 75.18 | 234.18
30253 | 30253 | 400A, TPN.............................................................................................................................................................................. | [18 empty] | 3,464.76 |  |  | 64.66 |  |  | 80.44 |  | 253.61 |  | 30253 |  |  | 30253 | 3,464.76 64.66 80.44 253.61 | 3464.76 | 64.66 | 80.44 | 253.61 | 3464.76 | 64.66 | 80.44 | 253.61
Isolating switches, indoor type : -
Each
30254 | 30254 | 20A, DP................................................................................................................................................................................... | [18 empty] | 355.24 |  |  | 13.49 |  |  | 17.46 |  | 51.38 |  | 30254 |  |  | 30254 | 355.24 13.49 17.46 51.38 | 355.24 | 13.49 | 17.46 | 51.38 | 355.24 | 13.49 | 17.46 | 51.38
30255 | 30255 | 32A, DP................................................................................................................................................................................... | [18 empty] | 377.00 |  |  | 13.49 |  |  | 17.46 |  | 51.38 |  | 30255 |  |  | 30255 | 377.00 13.49 17.46 51.38 | 377 | 13.49 | 17.46 | 51.38 | 377 | 13.49 | 17.46 | 51.38
30256 | 30256 | 63A, DP................................................................................................................................................................................... | [18 empty] | 446.63 |  |  | 17.29 |  |  | 21.47 |  | 63.08 |  | 30256 |  |  | 30256 | 446.63 17.29 21.47 63.08 | 446.63 | 17.29 | 21.47 | 63.08 | 446.63 | 17.29 | 21.47 | 63.08
30257 | 30257 | 80A, DP................................................................................................................................................................................... | [18 empty] | 511.34 |  |  | 17.29 |  |  | 21.47 |  | 63.08 |  | 30257 |  |  | 30257 | 511.34 17.29 21.47 63.08 | 511.34 | 17.29 | 21.47 | 63.08 | 511.34 | 17.29 | 21.47 | 63.08
30258 | 30258 | 100A, DP................................................................................................................................................................................. | [18 empty] | 619.95 |  |  | 17.29 |  |  | 21.47 |  | 63.08 |  | 30258 |  |  | 30258 | 619.95 17.29 21.47 63.08 | 619.95 | 17.29 | 21.47 | 63.08 | 619.95 | 17.29 | 21.47 | 63.08
30259 | 30259 | 32A, TPN................................................................................................................................................................................ | [18 empty] | 546.80 |  |  | 17.31 |  |  | 22.04 |  | 63.95 |  | 30259 |  |  | 30259 | 546.80 17.31 22.04 63.95 | 546.8 | 17.31 | 22.04 | 63.95 | 546.8 | 17.31 | 22.04 | 63.95
30260 | 30260 | 63A, TPN................................................................................................................................................................................ | [18 empty] | 643.61 |  |  | 18.92 |  |  | 23.38 |  | 68.69 |  | 30260 |  |  | 30260 | 643.61 18.92 23.38 68.69 | 643.61 | 18.92 | 23.38 | 68.69 | 643.61 | 18.92 | 23.38 | 68.69
30261 | 30261 | 100A, TPN.............................................................................................................................................................................. | [18 empty] | 952.35 |  |  | 20.83 |  |  | 24.69 |  | 73.45 |  | 30261 |  |  | 30261 | 952.35 20.83 24.69 73.45 | 952.35 | 20.83 | 24.69 | 73.45 | 952.35 | 20.83 | 24.69 | 73.45
30262 | 30262 | 160A, TPN.............................................................................................................................................................................. | [18 empty] | 1,528.13 |  |  | 50.45 |  |  | 61.85 |  | 187.83 |  | 30262 |  |  | 30262 | 1,528.13 50.45 61.85 187.83 | 1528.13 | 50.45 | 61.85 | 187.83 | 1528.13 | 50.45 | 61.85 | 187.83
30263 | 30263 | 200A, TPN.............................................................................................................................................................................. | [18 empty] | 1,631.28 |  |  | 50.45 |  |  | 61.85 |  | 187.83 |  | 30263 |  |  | 30263 | 1,631.28 50.45 61.85 187.83 | 1631.28 | 50.45 | 61.85 | 187.83 | 1631.28 | 50.45 | 61.85 | 187.83
30/15
30 | 30 | ELECTRICAL INSTALLATION - MISCELLANEOUS | [16 empty] | 30
| Item | Item
| SWITCH AND FUSE GEAR (CONT'D) | [12 empty] | Take | [11 empty] | Take
| Supply | [22 empty] | down |  | down |  |  | Fix
| and | [22 empty] | and |  | and set |  |  | only
| Isolating switch, weatherproof rated to IP65 : - | [11 empty] | fix | [10 empty] | clear |  | aside for
| away | [24 empty] | re-use
| A | [22 empty] | B |  | C |  |  | D
| Each |  |  | $ | [19 empty] | $ |  | $ |  |  | $
30264 | 30264 | 20A, DP................................................................................................................................................................................... | [18 empty] | 604.93 |  |  | 27.80 |  |  | 35.54 |  | 109.31 |  | 30264 |  |  | 30264 | 604.93 27.80 35.54 109.31 | 604.93 | 27.8 | 35.54 | 109.31 | 604.93 | 27.8 | 35.54 | 109.31
30265 | 30265 | 32A, DP................................................................................................................................................................................... | [18 empty] | 699.16 |  |  | 30.35 |  |  | 37.72 |  | 112.13 |  | 30265 |  |  | 30265 | 699.16 30.35 37.72 112.13 | 699.16 | 30.35 | 37.72 | 112.13 | 699.16 | 30.35 | 37.72 | 112.13
30266 | 30266 | 63A, DP................................................................................................................................................................................... | [18 empty] | 956.73 |  |  | 38.72 |  |  | 49.46 |  | 152.76 |  | 30266 |  |  | 30266 | 956.73 38.72 49.46 152.76 | 956.73 | 38.72 | 49.46 | 152.76 | 956.73 | 38.72 | 49.46 | 152.76
30267 | 30267 | 80A, DP................................................................................................................................................................................... | [18 empty] | 1,350.28 |  |  | 45.47 |  |  | 55.97 |  | 189.25 |  | 30267 |  |  | 30267 | 1,350.28 45.47 55.97 189.25 | 1350.28 | 45.47 | 55.97 | 189.25 | 1350.28 | 45.47 | 55.97 | 189.25
30268 | 30268 | 100A, DP................................................................................................................................................................................. | [18 empty] | 1,447.76 |  |  | 48.65 |  |  | 59.84 |  | 202.00 |  | 30268 |  |  | 30268 | 1,447.76 48.65 59.84 202.00 | 1447.76 | 48.65 | 59.84 | 202 | 1447.76 | 48.65 | 59.84 | 202
30269 | 30269 | 32A, TPN................................................................................................................................................................................ | [18 empty] | 799.25 |  |  | 34.58 |  |  | 43.16 |  | 129.42 |  | 30269 |  |  | 30269 | 799.25 34.58 43.16 129.42 | 799.25 | 34.58 | 43.16 | 129.42 | 799.25 | 34.58 | 43.16 | 129.42
30270 | 30270 | 63A, TPN................................................................................................................................................................................ | [18 empty] | 969.34 |  |  | 44.61 |  |  | 56.63 |  | 168.49 |  | 30270 |  |  | 30270 | 969.34 44.61 56.63 168.49 | 969.34 | 44.61 | 56.63 | 168.49 | 969.34 | 44.61 | 56.63 | 168.49
30271 | 30271 | 100A, TPN.............................................................................................................................................................................. | [18 empty] | 1,450.25 |  |  | 55.56 |  |  | 68.77 |  | 205.15 |  | 30271 |  |  | 30271 | 1,450.25 55.56 68.77 205.15 | 1450.25 | 55.56 | 68.77 | 205.15 | 1450.25 | 55.56 | 68.77 | 205.15
30272 | 30272 | 160A, TPN.............................................................................................................................................................................. | [18 empty] | 2,007.27 |  |  | 65.60 |  |  | 81.40 |  | 241.91 |  | 30272 |  |  | 30272 | 2,007.27 65.60 81.40 241.91 | 2007.27 | 65.6 | 81.4 | 241.91 | 2007.27 | 65.6 | 81.4 | 241.91
30273 | 30273 | 200A, TPN.............................................................................................................................................................................. | [18 empty] | 2,620.63 |  |  | 75.46 |  |  | 93.22 |  | 280.25 |  | 30273 |  |  | 30273 | 2,620.63 75.46 93.22 280.25 | 2620.63 | 75.46 | 93.22 | 280.25 | 2620.63 | 75.46 | 93.22 | 280.25
Changeover switches, metal clad : -
Each
30274 | 30274 | 30A/ 32A, DP.......................................................................................................................................................................... | [18 empty] | 1,974.21 |  |  | 17.14 |  |  | 21.04 |  | 65.91 |  | 30274 |  |  | 30274 | 1,974.21 17.14 21.04 65.91 | 1974.21 | 17.14 | 21.04 | 65.91 | 1974.21 | 17.14 | 21.04 | 65.91
30275 | 30275 | 60A/ 63A, DP.......................................................................................................................................................................... | [18 empty] | 2,426.27 |  |  | 22.53 |  |  | 28.11 |  | 85.77 |  | 30275 |  |  | 30275 | 2,426.27 22.53 28.11 85.77 | 2426.27 | 22.53 | 28.11 | 85.77 | 2426.27 | 22.53 | 28.11 | 85.77
30276 | 30276 | 100A, DP................................................................................................................................................................................. | [18 empty] | 3,551.62 |  |  | 28.09 |  |  | 35.24 |  | 106.07 |  | 30276 |  |  | 30276 | 3,551.62 28.09 35.24 106.07 | 3551.62 | 28.09 | 35.24 | 106.07 | 3551.62 | 28.09 | 35.24 | 106.07
30277 | 30277 | 30A/ 32A, TP.......................................................................................................................................................................... | [18 empty] | 1,996.48 |  |  | 22.53 |  |  | 28.11 |  | 85.77 |  | 30277 |  |  | 30277 | 1,996.48 22.53 28.11 85.77 | 1996.48 | 22.53 | 28.11 | 85.77 | 1996.48 | 22.53 | 28.11 | 85.77
30278 | 30278 | 60A/ 63A, TP.......................................................................................................................................................................... | [18 empty] | 2,430.92 |  |  | 28.09 |  |  | 35.24 |  | 106.07 |  | 30278 |  |  | 30278 | 2,430.92 28.09 35.24 106.07 | 2430.92 | 28.09 | 35.24 | 106.07 | 2430.92 | 28.09 | 35.24 | 106.07
30279 | 30279 | 100A, TP................................................................................................................................................................................. | [18 empty] | 3,594.16 |  |  | 38.47 |  |  | 47.77 |  | 146.84 |  | 30279 |  |  | 30279 | 3,594.16 38.47 47.77 146.84 | 3594.16 | 38.47 | 47.77 | 146.84 | 3594.16 | 38.47 | 47.77 | 146.84
30280 | 30280 | 30A/ 32A, TPN....................................................................................................................................................................... | [18 empty] | 2,023.97 |  |  | 28.09 |  |  | 35.24 |  | 106.07 |  | 30280 |  |  | 30280 | 2,023.97 28.09 35.24 106.07 | 2023.97 | 28.09 | 35.24 | 106.07 | 2023.97 | 28.09 | 35.24 | 106.07
30281 | 30281 | 60A/ 63A, TPN....................................................................................................................................................................... | [18 empty] | 2,792.21 |  |  | 34.53 |  |  | 41.51 |  | 122.66 |  | 30281 |  |  | 30281 | 2,792.21 34.53 41.51 122.66 | 2792.21 | 34.53 | 41.51 | 122.66 | 2792.21 | 34.53 | 41.51 | 122.66
30282 | 30282 | 100A, TPN.............................................................................................................................................................................. | [18 empty] | 3,625.66 |  |  | 43.93 |  |  | 55.55 |  | 164.79 |  | 30282 |  |  | 30282 | 3,625.66 43.93 55.55 164.79 | 3625.66 | 43.93 | 55.55 | 164.79 | 3625.66 | 43.93 | 55.55 | 164.79
30/16
30 | 30 | ELECTRICAL INSTALLATION - MISCELLANEOUS | [16 empty] | 30
| Item | Item
SWITCH AND FUSE GEAR (CONT'D)
| Take | [24 empty] | Take
| Supply | [22 empty] | down |  | down |  |  | Fix
| Automatic changeover switch c/w changeover contactor sets, copper bar terminals, earthing | [17 empty] | and |  |  |  |  | and |  | and set |  |  | only
| connection, pilot lights, miniature circuit breakers, voltage measurement relays, plug-in relay | [17 empty] | fix |  |  |  |  | clear |  | aside for
| and sockets, on-delay relay, control wirings, marking, terminal blocks, power links, mechanical | [17 empty] | away | [6 empty] | re-use
interlock and metal casing : -
| A | [22 empty] | B |  | C |  |  | D
| Each |  |  | $ | [19 empty] | $ |  | $ |  |  | $
30283 | 30283 | 40A, TPN................................................................................................................................................................................ | [18 empty] | 1,484.57 |  |  | 39.01 |  |  | 48.64 |  | 150.19 |  | 30283 |  |  | 30283 | 1,484.57 39.01 48.64 150.19 | 1484.57 | 39.01 | 48.64 | 150.19 | 1484.57 | 39.01 | 48.64 | 150.19
30284 | 30284 | 60A/ 63A, TPN....................................................................................................................................................................... | [18 empty] | 2,663.96 |  |  | 39.01 |  |  | 48.64 |  | 150.19 |  | 30284 |  |  | 30284 | 2,663.96 39.01 48.64 150.19 | 2663.96 | 39.01 | 48.64 | 150.19 | 2663.96 | 39.01 | 48.64 | 150.19
30285 | 30285 | 100A, TPN.............................................................................................................................................................................. | [18 empty] | 5,009.43 |  |  | 46.45 |  |  | 57.56 |  | 175.22 |  | 30285 |  |  | 30285 | 5,009.43 46.45 57.56 175.22 | 5009.43 | 46.45 | 57.56 | 175.22 | 5009.43 | 46.45 | 57.56 | 175.22
30286 | 30286 | 200A, TPN.............................................................................................................................................................................. | [18 empty] | 8,048.06 |  |  | 51.08 |  |  | 63.73 |  | 192.65 |  | 30286 |  |  | 30286 | 8,048.06 51.08 63.73 192.65 | 8048.06 | 51.08 | 63.73 | 192.65 | 8048.06 | 51.08 | 63.73 | 192.65
30287 | 30287 | 300A/ 320A, TPN................................................................................................................................................................... | [18 empty] | 12,916.22 |  |  | 51.08 |  |  | 63.73 |  | 192.65 |  | 30287 |  |  | 30287 | 12,916.22 51.08 63.73 192.65 | 12916.22 | 51.08 | 63.73 | 192.65 | 12916.22 | 51.08 | 63.73 | 192.65
30288 | 30288 | 400A, TPN.............................................................................................................................................................................. | [18 empty] | 19,627.42 |  |  | 51.08 |  |  | 63.73 |  | 192.65 |  | 30288 |  |  | 30288 | 19,627.42 51.08 63.73 192.65 | 19627.42 | 51.08 | 63.73 | 192.65 | 19627.42 | 51.08 | 63.73 | 192.65
30289 | 30289 | 60A/ 63A, 4P........................................................................................................................................................................... | [18 empty] | 3,443.02 |  |  | 40.43 |  |  | 50.38 |  | 157.81 |  | 30289 |  |  | 30289 | 3,443.02 40.43 50.38 157.81 | 3443.02 | 40.43 | 50.38 | 157.81 | 3443.02 | 40.43 | 50.38 | 157.81
30290 | 30290 | 100A, 4P.................................................................................................................................................................................. | [18 empty] | 7,826.31 |  |  | 48.80 |  |  | 60.12 |  | 183.95 |  | 30290 |  |  | 30290 | 7,826.31 48.80 60.12 183.95 | 7826.31 | 48.8 | 60.12 | 183.95 | 7826.31 | 48.8 | 60.12 | 183.95
30291 | 30291 | 200A, 4P.................................................................................................................................................................................. | [18 empty] | 9,684.57 |  |  | 53.76 |  |  | 64.24 |  | 203.92 |  | 30291 |  |  | 30291 | 9,684.57 53.76 64.24 203.92 | 9684.57 | 53.76 | 64.24 | 203.92 | 9684.57 | 53.76 | 64.24 | 203.92
30292 | 30292 | 300A/ 320A, 4P...................................................................................................................................................................... | [18 empty] | 16,836.91 |  |  | 53.76 |  |  | 64.24 |  | 203.92 |  | 30292 |  |  | 30292 | 16,836.91 53.76 64.24 203.92 | 16836.91 | 53.76 | 64.24 | 203.92 | 16836.91 | 53.76 | 64.24 | 203.92
30293 | 30293 | 400A, 4P.................................................................................................................................................................................. | [18 empty] | 24,442.09 |  |  | 53.76 |  |  | 64.24 |  | 203.92 |  | 30293 |  |  | 30293 | 24,442.09 53.76 64.24 203.92 | 24442.09 | 53.76 | 64.24 | 203.92 | 24442.09 | 53.76 | 64.24 | 203.92
FUSE
| Take | [24 empty] | Take
| Supply | [22 empty] | down |  | down |  |  | Fix
| The rates shall include opening and closing of switch board/ box covering, where required. | [17 empty] | and |  |  |  |  | and |  | and set |  |  | only
| fix | [22 empty] | clear |  | aside for
| away | [24 empty] | re-use
Metal clad cutouts, cast metal or sheet steel : -
| A | [22 empty] | B |  | C |  |  | D
| Each |  |  | $ | [19 empty] | $ |  | $ |  |  | $
30294 | 30294 | 30A/ 32A, SPN....................................................................................................................................................................... | [18 empty] | 130.19 |  |  | 11.51 |  |  | 14.28 |  | 40.86 |  | 30294 |  |  | 30294 | 130.19 11.51 14.28 40.86 | 130.19 | 11.51 | 14.28 | 40.86 | 130.19 | 11.51 | 14.28 | 40.86
30295 | 30295 | 60A/ 63A, SPN....................................................................................................................................................................... | [18 empty] | 145.02 |  |  | 11.51 |  |  | 14.28 |  | 40.86 |  | 30295 |  |  | 30295 | 145.02 11.51 14.28 40.86 | 145.02 | 11.51 | 14.28 | 40.86 | 145.02 | 11.51 | 14.28 | 40.86
30296 | 30296 | 100A, SPN............................................................................................................................................................................... | [18 empty] | 194.50 |  |  | 17.15 |  |  | 21.22 |  | 61.98 |  | 30296 |  |  | 30296 | 194.50 17.15 21.22 61.98 | 194.5 | 17.15 | 21.22 | 61.98 | 194.5 | 17.15 | 21.22 | 61.98
30297 | 30297 | 30A/ 32A, TPN....................................................................................................................................................................... | [18 empty] | 209.92 |  |  | 17.15 |  |  | 21.22 |  | 61.98 |  | 30297 |  |  | 30297 | 209.92 17.15 21.22 61.98 | 209.92 | 17.15 | 21.22 | 61.98 | 209.92 | 17.15 | 21.22 | 61.98
30298 | 30298 | 60A/ 63A, TPN....................................................................................................................................................................... | [18 empty] | 373.42 |  |  | 19.52 |  |  | 24.52 |  | 71.95 |  | 30298 |  |  | 30298 | 373.42 19.52 24.52 71.95 | 373.42 | 19.52 | 24.52 | 71.95 | 373.42 | 19.52 | 24.52 | 71.95
30299 | 30299 | 100A, TPN.............................................................................................................................................................................. | [18 empty] | 451.24 |  |  | 22.50 |  |  | 27.41 |  | 82.45 |  | 30299 |  |  | 30299 | 451.24 22.50 27.41 82.45 | 451.24 | 22.5 | 27.41 | 82.45 | 451.24 | 22.5 | 27.41 | 82.45
30/17
30 | 30 | ELECTRICAL INSTALLATION - MISCELLANEOUS | [16 empty] | 30
| Item | Item
FUSE (CONT'D)
| Take | [24 empty] | Take
| Supply | [22 empty] | down |  | down |  |  | Fix
| The rates shall include opening and closing of switch board/ box covering, where required. | [17 empty] | and |  |  |  |  | and |  | and set |  |  | only
| fix | [22 empty] | clear |  | aside for
| away | [24 empty] | re-use
Fuse holder only ceramic porcelain or thermoplastic, rewirable or cartridge type : -
| A | [22 empty] | B |  | C |  |  | D
| Each |  |  | $ | [19 empty] | $ |  | $ |  |  | $
30300 | 30300 | 500V 30A/ 32A....................................................................................................................................................................... | [18 empty] | 19.56 |  |  | 2.97 |  |  | 3.61 |  | 8.68 |  | 30300 |  |  | 30300 | 19.56 2.97 3.61 8.68 | 19.56 | 2.97 | 3.61 | 8.68 | 19.56 | 2.97 | 3.61 | 8.68
30301 | 30301 | 500V 60A/ 63A....................................................................................................................................................................... | [18 empty] | 32.63 |  |  | 2.97 |  |  | 3.61 |  | 8.68 |  | 30301 |  |  | 30301 | 32.63 2.97 3.61 8.68 | 32.63 | 2.97 | 3.61 | 8.68 | 32.63 | 2.97 | 3.61 | 8.68
30302 | 30302 | 500V 100A.............................................................................................................................................................................. | [18 empty] | 50.52 |  |  | 2.97 |  |  | 3.61 |  | 8.68 |  | 30302 |  |  | 30302 | 50.52 2.97 3.61 8.68 | 50.52 | 2.97 | 3.61 | 8.68 | 50.52 | 2.97 | 3.61 | 8.68
30303 | 30303 | 500V 200A.............................................................................................................................................................................. | [18 empty] | 61.11 |  |  | 4.29 |  |  | 5.14 |  | 13.16 |  | 30303 |  |  | 30303 | 61.11 4.29 5.14 13.16 | 61.11 | 4.29 | 5.14 | 13.16 | 61.11 | 4.29 | 5.14 | 13.16
Fuse base only ceramic porcelain or thermoplastic : -
Each
30304 | 30304 | 500V 30A/ 32A....................................................................................................................................................................... | [18 empty] | 33.17 |  |  | 4.29 |  |  | 5.14 |  | 13.16 |  | 30304 |  |  | 30304 | 33.17 4.29 5.14 13.16 | 33.17 | 4.29 | 5.14 | 13.16 | 33.17 | 4.29 | 5.14 | 13.16
30305 | 30305 | 500V 60A/ 63A....................................................................................................................................................................... | [18 empty] | 60.63 |  |  | 5.16 |  |  | 6.30 |  | 15.90 |  | 30305 |  |  | 30305 | 60.63 5.16 6.30 15.90 | 60.63 | 5.16 | 6.3 | 15.9 | 60.63 | 5.16 | 6.3 | 15.9
30306 | 30306 | 500V 100A.............................................................................................................................................................................. | [18 empty] | 81.58 |  |  | 5.76 |  |  | 6.91 |  | 18.36 |  | 30306 |  |  | 30306 | 81.58 5.76 6.91 18.36 | 81.58 | 5.76 | 6.91 | 18.36 | 81.58 | 5.76 | 6.91 | 18.36
30307 | 30307 | 500V 200A.............................................................................................................................................................................. | [18 empty] | 91.60 |  |  | 6.91 |  |  | 8.39 |  | 21.94 |  | 30307 |  |  | 30307 | 91.60 6.91 8.39 21.94 | 91.6 | 6.91 | 8.39 | 21.94 | 91.6 | 6.91 | 8.39 | 21.94
Cartridge fuse links to IEC 60269-1: -
Each
30308 | 30308 | Suitable for 13A plug-tops, 2A (yellow), 3A (blue), 5A (red), 10A (black) and 13A (brown)............................................ | [18 empty] | 9.03 |  |  | 1.23 |  |  | 1.48 |  | 3.65 |  | 30308 |  |  | 30308 | 9.03 1.23 1.48 3.65 | 9.03 | 1.23 | 1.48 | 3.65 | 9.03 | 1.23 | 1.48 | 3.65
30/18
30 | 30 | ELECTRICAL INSTALLATION - MISCELLANEOUS | [16 empty] | 30
| Item | Item
FUSE (CONT'D)
| Take | [24 empty] | Take
| Supply | [22 empty] | down |  | down |  |  | Fix
| The rates shall include opening and closing of switch board/ box covering, where required. | [17 empty] | and |  |  |  |  | and |  | and set |  |  | only
| fix | [22 empty] | clear |  | aside for
| away | [24 empty] | re-use
HRC cartridge fuses to IEC 60269-1, with off-set tags or central tags of rating : -
| A | [22 empty] | B |  | C |  |  | D
| Each |  |  | $ | [19 empty] | $ |  | $ |  |  | $
30309 | 30309 | 6A or 10A................................................................................................................................................................................ | [18 empty] | 17.77 |  |  | 2.00 |  |  | 2.45 |  | 6.11 |  | 30309 |  |  | 30309 | 17.77 2.00 2.45 6.11 | 17.77 | 2 | 2.45 | 6.11 | 17.77 | 2 | 2.45 | 6.11
30310 | 30310 | 16A/ 20A................................................................................................................................................................................. | [18 empty] | 18.33 |  |  | 2.00 |  |  | 2.45 |  | 6.11 |  | 30310 |  |  | 30310 | 18.33 2.00 2.45 6.11 | 18.33 | 2 | 2.45 | 6.11 | 18.33 | 2 | 2.45 | 6.11
30311 | 30311 | 25A/ 32A................................................................................................................................................................................. | [18 empty] | 19.43 |  |  | 2.00 |  |  | 2.45 |  | 6.11 |  | 30311 |  |  | 30311 | 19.43 2.00 2.45 6.11 | 19.43 | 2 | 2.45 | 6.11 | 19.43 | 2 | 2.45 | 6.11
30312 | 30312 | 40A/ 50A/ 63A........................................................................................................................................................................ | [18 empty] | 25.11 |  |  | 2.00 |  |  | 2.45 |  | 6.11 |  | 30312 |  |  | 30312 | 25.11 2.00 2.45 6.11 | 25.11 | 2 | 2.45 | 6.11 | 25.11 | 2 | 2.45 | 6.11
30313 | 30313 | 80A.......................................................................................................................................................................................... | [18 empty] | 41.75 |  |  | 2.57 |  |  | 3.15 |  | 8.70 |  | 30313 |  |  | 30313 | 41.75 2.57 3.15 8.70 | 41.75 | 2.57 | 3.15 | 8.7 | 41.75 | 2.57 | 3.15 | 8.7
30314 | 30314 | 100A........................................................................................................................................................................................ | [18 empty] | 43.42 |  |  | 2.57 |  |  | 3.15 |  | 8.70 |  | 30314 |  |  | 30314 | 43.42 2.57 3.15 8.70 | 43.42 | 2.57 | 3.15 | 8.7 | 43.42 | 2.57 | 3.15 | 8.7
30315 | 30315 | 125A/ 160A............................................................................................................................................................................. | [18 empty] | 61.44 |  |  | 2.87 |  |  | 3.46 |  | 10.44 |  | 30315 |  |  | 30315 | 61.44 2.87 3.46 10.44 | 61.44 | 2.87 | 3.46 | 10.44 | 61.44 | 2.87 | 3.46 | 10.44
30316 | 30316 | 200A........................................................................................................................................................................................ | [18 empty] | 62.63 |  |  | 2.87 |  |  | 3.46 |  | 10.44 |  | 30316 |  |  | 30316 | 62.63 2.87 3.46 10.44 | 62.63 | 2.87 | 3.46 | 10.44 | 62.63 | 2.87 | 3.46 | 10.44
30317 | 30317 | 250A........................................................................................................................................................................................ | [18 empty] | 101.97 |  |  | 3.46 |  |  | 4.03 |  | 12.89 |  | 30317 |  |  | 30317 | 101.97 3.46 4.03 12.89 | 101.97 | 3.46 | 4.03 | 12.89 | 101.97 | 3.46 | 4.03 | 12.89
30318 | 30318 | 315A........................................................................................................................................................................................ | [18 empty] | 112.49 |  |  | 3.46 |  |  | 4.03 |  | 12.89 |  | 30318 |  |  | 30318 | 112.49 3.46 4.03 12.89 | 112.49 | 3.46 | 4.03 | 12.89 | 112.49 | 3.46 | 4.03 | 12.89
30319 | 30319 | 350A........................................................................................................................................................................................ | [18 empty] | 149.83 |  |  | 3.46 |  |  | 4.03 |  | 12.89 |  | 30319 |  |  | 30319 | 149.83 3.46 4.03 12.89 | 149.83 | 3.46 | 4.03 | 12.89 | 149.83 | 3.46 | 4.03 | 12.89
30320 | 30320 | 400A........................................................................................................................................................................................ | [18 empty] | 155.44 |  |  | 4.48 |  |  | 5.65 |  | 17.15 |  | 30320 |  |  | 30320 | 155.44 4.48 5.65 17.15 | 155.44 | 4.48 | 5.65 | 17.15 | 155.44 | 4.48 | 5.65 | 17.15
30321 | 30321 | 450A........................................................................................................................................................................................ | [18 empty] | 201.34 |  |  | 4.48 |  |  | 5.65 |  | 17.15 |  | 30321 |  |  | 30321 | 201.34 4.48 5.65 17.15 | 201.34 | 4.48 | 5.65 | 17.15 | 201.34 | 4.48 | 5.65 | 17.15
30322 | 30322 | 500A........................................................................................................................................................................................ | [18 empty] | 223.55 |  |  | 4.48 |  |  | 5.65 |  | 17.15 |  | 30322 |  |  | 30322 | 223.55 4.48 5.65 17.15 | 223.55 | 4.48 | 5.65 | 17.15 | 223.55 | 4.48 | 5.65 | 17.15
30323 | 30323 | 630A........................................................................................................................................................................................ | [18 empty] | 264.94 |  |  | 5.65 |  |  | 6.82 |  | 19.73 |  | 30323 |  |  | 30323 | 264.94 5.65 6.82 19.73 | 264.94 | 5.65 | 6.82 | 19.73 | 264.94 | 5.65 | 6.82 | 19.73
30324 | 30324 | 800A........................................................................................................................................................................................ | [18 empty] | 338.59 |  |  | 5.65 |  |  | 6.82 |  | 19.73 |  | 30324 |  |  | 30324 | 338.59 5.65 6.82 19.73 | 338.59 | 5.65 | 6.82 | 19.73 | 338.59 | 5.65 | 6.82 | 19.73
Semi-enclosed fuse to BS 3036 of rating : -
Each
30325 | 30325 | 3/ 5A........................................................................................................................................................................................ | [18 empty] | 18.75 |  |  | 2.00 |  |  | 2.45 |  | 6.56 |  | 30325 |  |  | 30325 | 18.75 2.00 2.45 6.56 | 18.75 | 2 | 2.45 | 6.56 | 18.75 | 2 | 2.45 | 6.56
30326 | 30326 | 10/ 15/ 20A.............................................................................................................................................................................. | [18 empty] | 24.20 |  |  | 2.00 |  |  | 2.45 |  | 7.28 |  | 30326 |  |  | 30326 | 24.20 2.00 2.45 7.28 | 24.2 | 2 | 2.45 | 7.28 | 24.2 | 2 | 2.45 | 7.28
30327 | 30327 | 25/ 30A.................................................................................................................................................................................... | [18 empty] | 28.27 |  |  | 2.00 |  |  | 2.45 |  | 7.82 |  | 30327 |  |  | 30327 | 28.27 2.00 2.45 7.82 | 28.27 | 2 | 2.45 | 7.82 | 28.27 | 2 | 2.45 | 7.82
30/19
30 | 30 | ELECTRICAL INSTALLATION - MISCELLANEOUS | [16 empty] | 30
| Item | Item
| TIME SWITCHES & BOXES | [9 empty] | Take | [14 empty] | Take
| Supply | [22 empty] | down |  | down |  |  | Fix
| and | [22 empty] | and |  | and set |  |  | only
| fix | [22 empty] | clear |  | aside for
| away | [24 empty] | re-use
| A | [22 empty] | B |  | C |  |  | D
| Each |  |  | $ | [19 empty] | $ |  | $ |  |  | $
30328 | 30328 | 20A (1-day) integrated with cassette type alkaline battery back-up
| to provide 360 hours continuous operation upon power failure............................................................................................ | [19 empty] | 337.94 |  |  | 4.54 |  |  | 6.94 |  | 17.72 |  | 30328 |  |  | 30328 | 337.94 4.54 6.94 17.72 | 337.94 | 4.54 | 6.94 | 17.72 | 337.94 | 4.54 | 6.94 | 17.72
30329 | 30329 | 20A (7-day) integrated with cassette type alkaline battery back-up
| to provide 360 hours continuous operation upon power failure............................................................................................ | [19 empty] | 558.79 |  |  | 4.54 |  |  | 6.94 |  | 17.72 |  | 30329 |  |  | 30329 | 558.79 4.54 6.94 17.72 | 558.79 | 4.54 | 6.94 | 17.72 | 558.79 | 4.54 | 6.94 | 17.72
30330 | 30330 | 30A (1-day) integrated with cassette type alkaline battery back-up
| to provide 360 hours continuous operation upon power failure............................................................................................ | [19 empty] | 443.82 |  |  | 4.54 |  |  | 6.94 |  | 17.72 |  | 30330 |  |  | 30330 | 443.82 4.54 6.94 17.72 | 443.82 | 4.54 | 6.94 | 17.72 | 443.82 | 4.54 | 6.94 | 17.72
30331 | 30331 | 30A (7-day) integrated with cassette type alkaline battery back-up
| to provide 360 hours continuous operation upon power failure............................................................................................ | [19 empty] | 675.99 |  |  | 4.54 |  |  | 6.94 |  | 17.72 |  | 30331 |  |  | 30331 | 675.99 4.54 6.94 17.72 | 675.99 | 4.54 | 6.94 | 17.72 | 675.99 | 4.54 | 6.94 | 17.72
30332 | 30332 | Up to 20A astronomical programmable (24 hours or 7-day) with digital display, integrated with battery
| back-up to provide 200 hours continuous operation upon power failure.............................................................................. | [19 empty] | 774.62 |  |  | 4.54 |  |  | 6.94 |  | 17.72 |  | 30332 |  |  | 30332 | 774.62 4.54 6.94 17.72 | 774.62 | 4.54 | 6.94 | 17.72 | 774.62 | 4.54 | 6.94 | 17.72
30333 | 30333 | Metal box for 20A/ 30A time switch...................................................................................................................................... | [18 empty] | 172.13 |  |  | 4.54 |  |  | 6.94 |  | 17.72 |  | 30333 |  |  | 30333 | 172.13 4.54 6.94 17.72 | 172.13 | 4.54 | 6.94 | 17.72 | 172.13 | 4.54 | 6.94 | 17.72
30334 | 30334 | IP53 Plastic box for 20A/ 30A time switch............................................................................................................................ | [18 empty] | 526.33 |  |  | 4.54 |  |  | 6.94 |  | 17.72 |  | 30334 |  |  | 30334 | 526.33 4.54 6.94 17.72 | 526.33 | 4.54 | 6.94 | 17.72 | 526.33 | 4.54 | 6.94 | 17.72
30335 | 30335 | Programmable quartz class changing bell timer with two control output channels, choice
of a minimum of 4 melodies, up to 120 weekly programs and 366 weekly programs of
minimum one minute setting, with sockets for microphone and external speaker, power
failure backup by lithium primary battery and rechargeable NiCd battery for not less than
| 800 hours................................................................................................................................................................................. | [19 empty] | 4,684.32 |  |  | 52.42 |  |  | 65.19 |  | 202.57 |  | 30335 |  |  | 30335 | 4,684.32 52.42 65.19 202.57 | 4684.32 | 52.42 | 65.19 | 202.57 | 4684.32 | 52.42 | 65.19 | 202.57
30/20
30 | 30 | ELECTRICAL INSTALLATION - MISCELLANEOUS | [16 empty] | 30
| Item | Item
| E.L.V. TERMINAL UNITS | [9 empty] | Take | [14 empty] | Take
| Supply | [22 empty] | down |  | down |  |  | Fix
| and | [22 empty] | and |  | and set |  |  | only
| fix | [22 empty] | clear |  | aside for
| away | [24 empty] | re-use
| A | [22 empty] | B |  | C |  |  | D
| Each |  |  | $ | [19 empty] | $ |  | $ |  |  | $
30336 | 30336 | Extra low voltage terminal unit with stainless steel sign plate, each unit shall incorporate a
| 13A fuse.................................................................................................................................................................................. | [19 empty] | 256.30 |  |  | 7.92 |  |  | 9.91 |  | 30.39 |  | 30336 |  |  | 30336 | 256.30 7.92 9.91 30.39 | 256.3 | 7.92 | 9.91 | 30.39 | 256.3 | 7.92 | 9.91 | 30.39
| EARTHING AND LIGHTNING CONDUCTOR FITTINGS | [16 empty] | Take | [7 empty] | Take
| Supply | [22 empty] | down |  | down |  |  | Fix
| and | [22 empty] | and |  | and set |  |  | only
| fix | [22 empty] | clear |  | aside for
| away | [24 empty] | re-use
| A | [22 empty] | B |  | C |  |  | D
| Per linear metre |  |  |  |  | $ | [17 empty] | $ |  | $ |  |  | $
30337 | 30337 | Copper tape, without tinned, 25 x 3mm with saddles............................................................................................................ | [18 empty] | 102.27 |  |  | 8.40 |  |  | 10.19 |  | 31.46 |  | 30337 |  |  | 30337 | 102.27 8.40 10.19 31.46 | 102.27 | 8.4 | 10.19 | 31.46 | 102.27 | 8.4 | 10.19 | 31.46
30338 | 30338 | Copper tape, tinned entire length 25 x 3mm with saddles..................................................................................................... | [18 empty] | 106.35 |  |  | 8.40 |  |  | 10.19 |  | 31.46 |  | 30338 |  |  | 30338 | 106.35 8.40 10.19 31.46 | 106.35 | 8.4 | 10.19 | 31.46 | 106.35 | 8.4 | 10.19 | 31.46
30339 | 30339 | Copper tape, PVC sheathed, 25 x 3mm with saddles............................................................................................................ | [18 empty] | 145.40 |  |  | 8.40 |  |  | 10.19 |  | 31.46 |  | 30339 |  |  | 30339 | 145.40 8.40 10.19 31.46 | 145.4 | 8.4 | 10.19 | 31.46 | 145.4 | 8.4 | 10.19 | 31.46
30340 | 30340 | Copper tape, without tinned, 25 x 3mm laid in trench or duct
| (ducting, excavation and back-filling measured separately).................................................................................................. | [19 empty] | 91.23 |  |  | 6.72 |  |  | 8.23 |  | 23.20 |  | 30340 |  |  | 30340 | 91.23 6.72 8.23 23.20 | 91.23 | 6.72 | 8.23 | 23.2 | 91.23 | 6.72 | 8.23 | 23.2
30341 | 30341 | Copper tape, tinned entire length, 25 x 3mm laid in trench or duct
| (ducting, excavation and back-filling measured separately).................................................................................................. | [19 empty] | 91.97 |  |  | 6.72 |  |  | 8.23 |  | 23.20 |  | 30341 |  |  | 30341 | 91.97 6.72 8.23 23.20 | 91.97 | 6.72 | 8.23 | 23.2 | 91.97 | 6.72 | 8.23 | 23.2
30342 | 30342 | Aluminum type 25 x 3 mm with saddles ( for lightning conductors )................................................................................... | [18 empty] | 66.18 |  |  | 9.32 |  |  | 11.63 |  | 34.92 |  | 30342 |  |  | 30342 | 66.18 9.32 11.63 34.92 | 66.18 | 9.32 | 11.63 | 34.92 | 66.18 | 9.32 | 11.63 | 34.92
30343 | 30343 | Braided copper tape with PVC sheath 25 x 3 mm................................................................................................................. | [18 empty] | 130.01 |  |  | 8.40 |  |  | 10.19 |  | 31.46 |  | 30343 |  |  | 30343 | 130.01 8.40 10.19 31.46 | 130.01 | 8.4 | 10.19 | 31.46 | 130.01 | 8.4 | 10.19 | 31.46
30/21
30 | 30 | ELECTRICAL INSTALLATION - MISCELLANEOUS | [16 empty] | 30
| Item | Item
| EARTHING AND LIGHTNING CONDUCTOR FITTINGS | [16 empty] | Take | [7 empty] | Take
| (CONT'D) |  |  |  | Supply | [18 empty] | down |  | down |  |  | Fix
| and | [22 empty] | and |  | and set |  |  | only
| fix | [22 empty] | clear |  | aside for
| away | [24 empty] | re-use
| A | [22 empty] | B |  | C |  |  | D
| Each |  |  | $ | [19 empty] | $ |  | $ |  |  | $
30344 | 30344 | Copper bond earth rod 16 mm diameter 1.2 m long consists of pure electrolytic copper uniformly
molecularly bonded onto a high tensile steel core to a minimum thickness of 0.25 mm c/w
| driving head and coupling ..................................................................................................................................................... | [19 empty] | 134.89 |  |  | - |  |  | - |  | 85.68 |  | 30344 |  |  | 30344 | 134.89 - - 85.68 | 134.89 | #VALUE! | #VALUE! | 85.68 | 134.89 | - | - | 85.68
30345 | 30345 | Ditto but 2.4 m........................................................................................................................................................................ | [18 empty] | 211.57 |  |  | - |  |  | - |  | 105.27 |  | 30345 |  |  | 30345 | 211.57 - - 105.27 | 211.57 | #VALUE! | #VALUE! | 105.27 | 211.57 | - | - | 105.27
30346 | 30346 | Copper earth plate, lattice type 600 x 600 mm (excavation measured separately) .............................................................. | [18 empty] | 2,099.59 |  |  | 45.47 |  |  | 56.48 |  | 171.67 |  | 30346 |  |  | 30346 | 2,099.59 45.47 56.48 171.67 | 2099.59 | 45.47 | 56.48 | 171.67 | 2099.59 | 45.47 | 56.48 | 171.67
30347 | 30347 | Ditto but 900 x 900 mm (ditto)............................................................................................................................................... | [18 empty] | 3,044.14 |  |  | 45.98 |  |  | 57.95 |  | 173.88 |  | 30347 |  |  | 30347 | 3,044.14 45.98 57.95 173.88 | 3044.14 | 45.98 | 57.95 | 173.88 | 3044.14 | 45.98 | 57.95 | 173.88
30348 | 30348 | Earth clips with plugs, tinned copper, for pipes n.e. 25 mm diameter.................................................................................. | [18 empty] | 19.59 |  |  | 4.43 |  |  | 5.44 |  | 13.71 |  | 30348 |  |  | 30348 | 19.59 4.43 5.44 13.71 | 19.59 | 4.43 | 5.44 | 13.71 | 19.59 | 4.43 | 5.44 | 13.71
30349 | 30349 | Ditto for pipes exc. 25 mm diameter but n.e. 38 mm diameter ............................................................................................. | [18 empty] | 20.76 |  |  | 4.43 |  |  | 5.44 |  | 13.71 |  | 30349 |  |  | 30349 | 20.76 4.43 5.44 13.71 | 20.76 | 4.43 | 5.44 | 13.71 | 20.76 | 4.43 | 5.44 | 13.71
30350 | 30350 | Ditto for pipes exc. 38 mm diameter but n.e. 75 mm diameter ............................................................................................. | [18 empty] | 25.78 |  |  | 4.43 |  |  | 5.44 |  | 13.71 |  | 30350 |  |  | 30350 | 25.78 4.43 5.44 13.71 | 25.78 | 4.43 | 5.44 | 13.71 | 25.78 | 4.43 | 5.44 | 13.71
30351 | 30351 | Tape clip only, for tape 25 x 3 mm wide................................................................................................................................ | [18 empty] | 28.64 |  |  | 4.43 |  |  | 5.44 |  | 13.71 |  | 30351 |  |  | 30351 | 28.64 4.43 5.44 13.71 | 28.64 | 4.43 | 5.44 | 13.71 | 28.64 | 4.43 | 5.44 | 13.71
30352 | 30352 | Saddle only, for securing tapes by and including single set screw........................................................................................ | [18 empty] | 35.34 |  |  | 5.97 |  |  | 7.14 |  | 18.11 |  | 30352 |  |  | 30352 | 35.34 5.97 7.14 18.11 | 35.34 | 5.97 | 7.14 | 18.11 | 35.34 | 5.97 | 7.14 | 18.11
30353 | 30353 | Light duty air terminal, with 16 mm diameter rod up to 300 mm long (copper rod taper
| pointed) ................................................................................................................................................................................... | [19 empty] | 155.97 |  |  | 17.99 |  |  | 22.17 |  | 67.63 |  | 30353 |  |  | 30353 | 155.97 17.99 22.17 67.63 | 155.97 | 17.99 | 22.17 | 67.63 | 155.97 | 17.99 | 22.17 | 67.63
30354 | 30354 | Ditto 300 mm - 500 mm long (ditto)...................................................................................................................................... | [18 empty] | 181.66 |  |  | 17.99 |  |  | 22.17 |  | 67.63 |  | 30354 |  |  | 30354 | 181.66 17.99 22.17 67.63 | 181.66 | 17.99 | 22.17 | 67.63 | 181.66 | 17.99 | 22.17 | 67.63
30355 | 30355 | Ditto 500 mm - 1000 mm long (ditto).................................................................................................................................... | [18 empty] | 247.88 |  |  | 17.99 |  |  | 22.17 |  | 67.63 |  | 30355 |  |  | 30355 | 247.88 17.99 22.17 67.63 | 247.88 | 17.99 | 22.17 | 67.63 | 247.88 | 17.99 | 22.17 | 67.63
30356 | 30356 | Ditto but with 20 mm diameter rod, 1000 mm long (ditto)................................................................................................... | [18 empty] | 281.11 |  |  | 17.99 |  |  | 22.17 |  | 67.63 |  | 30356 |  |  | 30356 | 281.11 17.99 22.17 67.63 | 281.11 | 17.99 | 22.17 | 67.63 | 281.11 | 17.99 | 22.17 | 67.63
30357 | 30357 | Ditto but with 25 mm diameter rod, 1000 mm long (ditto)................................................................................................... | [18 empty] | 306.16 |  |  | 17.99 |  |  | 22.17 |  | 67.63 |  | 30357 |  |  | 30357 | 306.16 17.99 22.17 67.63 | 306.16 | 17.99 | 22.17 | 67.63 | 306.16 | 17.99 | 22.17 | 67.63
30358 | 30358 | Multi-pointed air terminal c/w 300 mm - 600 mm long copper rod and base ...................................................................... | [18 empty] | 321.97 |  |  | 17.99 |  |  | 22.17 |  | 67.63 |  | 30358 |  |  | 30358 | 321.97 17.99 22.17 67.63 | 321.97 | 17.99 | 22.17 | 67.63 | 321.97 | 17.99 | 22.17 | 67.63
30359 | 30359 | Tape connection for 25 mm tape............................................................................................................................................ | [18 empty] | 35.95 |  |  | 6.63 |  |  | 7.94 |  | 20.25 |  | 30359 |  |  | 30359 | 35.95 6.63 7.94 20.25 | 35.95 | 6.63 | 7.94 | 20.25 | 35.95 | 6.63 | 7.94 | 20.25
30360 | 30360 | Tape to plate connector........................................................................................................................................................... | [18 empty] | 58.76 |  |  | 8.25 |  |  | 10.04 |  | 27.83 |  | 30360 |  |  | 30360 | 58.76 8.25 10.04 27.83 | 58.76 | 8.25 | 10.04 | 27.83 | 58.76 | 8.25 | 10.04 | 27.83
30361 | 30361 | Circular plate type test clamp for 25 mm tape........................................................................................................................ | [18 empty] | 86.20 |  |  | 8.25 |  |  | 10.04 |  | 27.83 |  | 30361 |  |  | 30361 | 86.20 8.25 10.04 27.83 | 86.2 | 8.25 | 10.04 | 27.83 | 86.2 | 8.25 | 10.04 | 27.83
30362 | 30362 | Connector clamp for 16 mm, 20 mm and 25 mm diameter rod, pressure type..................................................................... | [18 empty] | 55.87 |  |  | 8.25 |  |  | 10.04 |  | 27.83 |  | 30362 |  |  | 30362 | 55.87 8.25 10.04 27.83 | 55.87 | 8.25 | 10.04 | 27.83 | 55.87 | 8.25 | 10.04 | 27.83
Per linear metre
30363 | 30363 | Down conductor for early streamer lightning protection system, composing of two
identical conductors placed one coaxially about the other with separation by a layer of
insulator to form a high capacitance between the conducting layers, designed to withstand
| 250 kV transient at 1/ 50 wave to IEC 60230 c/w saddles.................................................................................................... | [19 empty] | 852.53 |  |  | 14.44 |  |  | 19.34 |  | 48.66 |  | 30363 |  |  | 30363 | 852.53 14.44 19.34 48.66 | 852.53 | 14.44 | 19.34 | 48.66 | 852.53 | 14.44 | 19.34 | 48.66
30/22
30 | 30 | ELECTRICAL INSTALLATION - MISCELLANEOUS | [16 empty] | 30
| Item | Item
| EARTHING AND LIGHTNING CONDUCTOR FITTINGS | [16 empty] | Take | [7 empty] | Take
| (CONT'D) |  |  |  | Supply | [18 empty] | down |  | down |  |  | Fix
| and | [22 empty] | and |  | and set |  |  | only
| fix | [22 empty] | clear |  | aside for
| away | [24 empty] | re-use
| A | [22 empty] | B |  | C |  |  | D
| Each |  |  | $ | [19 empty] | $ |  | $ |  |  | $
30364 | 30364 | Early streamer emission lightning protection system to French standard NF C17-102,
comprising of lightning terminal in a 2 m 316 stainless steel pole, supporting insulation mast/
stainless steel mast, connection clamps, lightning counter and all necessary accessories.
The lightning terminal shall generate a leader to capture the lightning and direct it to earth
during a lightning event. Radius of protection (level 1) with the terminal 5 m above the
protected surface at 20 m striking distance being 48 m. Down conductors shall be
| measured separately................................................................................................................................................................ | [19 empty] | 41,312.07 |  |  | 458.05 |  |  | 574.19 |  | 1,680.16 |  | 30364 |  |  | 30364 | 41,312.07 458.05 574.19 1,680.16 | 41312.07 | 458.05 | 574.19 | 1680.16 | 41312.07 | 458.05 | 574.19 | 1680.16
30365 | 30365 | Ditto but radius of protection (level 1) with the terminal 5 m above the protected surface at 20 m
| striking distance being 63 m................................................................................................................................................... | [19 empty] | 49,725.82 |  |  | 458.05 |  |  | 574.19 |  | 1,680.16 |  | 30365 |  |  | 30365 | 49,725.82 458.05 574.19 1,680.16 | 49725.82 | 458.05 | 574.19 | 1680.16 | 49725.82 | 458.05 | 574.19 | 1680.16
30366 | 30366 | Ditto but radius of protection (level 1) with the terminal 5 m above the protected surface at 20 m
| striking distance being 79 m................................................................................................................................................... | [19 empty] | 59,788.60 |  |  | 458.05 |  |  | 574.19 |  | 1,680.16 |  | 30366 |  |  | 30366 | 59,788.60 458.05 574.19 1,680.16 | 59788.6 | 458.05 | 574.19 | 1680.16 | 59788.6 | 458.05 | 574.19 | 1680.16
30367 | 30367 | Early streamer lightning terminal to French standard NF C17-102; Radius of protection (level 1)
| with the terminal 5 m above the protected surface at 20 m striking distance being 48 m.................................................... | [19 empty] | 25,780.63 |  |  | 354.16 |  |  | 532.06 |  | 1,145.01 |  | 30367 |  |  | 30367 | 25,780.63 354.16 532.06 1,145.01 | 25780.63 | 354.16 | 532.06 | 1145.01 | 25780.63 | 354.16 | 532.06 | 1145.01
30368 | 30368 | Early streamer lightning terminal to French standard NF C17-102; Radius of protection (level 1)
| with the terminal 5 m above the protected surface at 20 m striking distance being 63 m.................................................... | [19 empty] | 33,970.31 |  |  | 354.16 |  |  | 532.06 |  | 1,145.01 |  | 30368 |  |  | 30368 | 33,970.31 354.16 532.06 1,145.01 | 33970.31 | 354.16 | 532.06 | 1145.01 | 33970.31 | 354.16 | 532.06 | 1145.01
30369 | 30369 | Early streamer lightning terminal to French standard NF C17-102; Radius of protection (level 1)
| with the terminal 5 m above the protected surface at 20 m striking distance being 79 m.................................................... | [19 empty] | 42,964.31 |  |  | 354.16 |  |  | 532.06 |  | 1,145.01 |  | 30369 |  |  | 30369 | 42,964.31 354.16 532.06 1,145.01 | 42964.31 | 354.16 | 532.06 | 1145.01 | 42964.31 | 354.16 | 532.06 | 1145.01
30370 | 30370 | Air termination support c/w connection clamps and all necessary accessories..................................................................... | [18 empty] | 12,243.27 |  |  | 187.64 |  |  | 234.67 |  | 568.45 |  | 30370 |  |  | 30370 | 12,243.27 187.64 234.67 568.45 | 12243.27 | 187.64 | 234.67 | 568.45 | 12243.27 | 187.64 | 234.67 | 568.45
30371 | 30371 | Stainless steel mast assembly................................................................................................................................................. | [18 empty] | 3,808.57 |  |  | 337.76 |  |  | 434.30 |  | 1,364.40 |  | 30371 |  |  | 30371 | 3,808.57 337.76 434.30 1,364.40 | 3808.57 | 337.76 | 434.3 | 1364.4 | 3808.57 | 337.76 | 434.3 | 1364.4
30372 | 30372 | Lightning event counter.......................................................................................................................................................... | [18 empty] | 3,719.89 |  |  | 38.41 |  |  | 48.00 |  | 145.46 |  | 30372 |  |  | 30372 | 3,719.89 38.41 48.00 145.46 | 3719.89 | 38.41 | 48 | 145.46 | 3719.89 | 38.41 | 48 | 145.46
30/23
30 | 30 | ELECTRICAL INSTALLATION - MISCELLANEOUS | [16 empty] | 30
| Item | Item
EARTHING AND LIGHTNING CONDUCTOR FITTINGS
(CONT'D)
| Take | [24 empty] | Take
| Supply | [22 empty] | down |  | down |  |  | Fix
| Power surge protection devices in compliance with IEC 61643-1 | [14 empty] | and | [7 empty] | and |  | and set |  |  | only
| fix | [22 empty] | clear |  | aside for
| away | [24 empty] | re-use
Shunt type Surge Protection Devices for primary incoming power protection : -
| A | [22 empty] | B |  | C |  |  | D
| Each |  |  | $ | [19 empty] | $ |  | $ |  |  | $
30373 | 30373 | 20 kA (8/ 20 µs), single-phase ............................................................................................................................................... | [18 empty] | 802.77 |  |  | 9.32 |  |  | 12.46 |  | 36.41 |  | 30373 |  |  | 30373 | 802.77 9.32 12.46 36.41 | 802.77 | 9.32 | 12.46 | 36.41 | 802.77 | 9.32 | 12.46 | 36.41
30374 | 30374 | Ditto but three phase............................................................................................................................................................... | [18 empty] | 2,451.62 |  |  | 9.32 |  |  | 12.46 |  | 36.41 |  | 30374 |  |  | 30374 | 2,451.62 9.32 12.46 36.41 | 2451.62 | 9.32 | 12.46 | 36.41 | 2451.62 | 9.32 | 12.46 | 36.41
30375 | 30375 | 40 kA (8/ 20 µs), single-phase ............................................................................................................................................... | [18 empty] | 812.05 |  |  | 9.32 |  |  | 12.46 |  | 36.41 |  | 30375 |  |  | 30375 | 812.05 9.32 12.46 36.41 | 812.05 | 9.32 | 12.46 | 36.41 | 812.05 | 9.32 | 12.46 | 36.41
30376 | 30376 | Ditto but three-phase............................................................................................................................................................... | [18 empty] | 2,455.62 |  |  | 9.32 |  |  | 12.46 |  | 36.41 |  | 30376 |  |  | 30376 | 2,455.62 9.32 12.46 36.41 | 2455.62 | 9.32 | 12.46 | 36.41 | 2455.62 | 9.32 | 12.46 | 36.41
30377 | 30377 | 65 kA (8/ 20 µs), single-phase ............................................................................................................................................... | [18 empty] | 1,730.97 |  |  | 12.30 |  |  | 15.21 |  | 46.25 |  | 30377 |  |  | 30377 | 1,730.97 12.30 15.21 46.25 | 1730.97 | 12.3 | 15.21 | 46.25 | 1730.97 | 12.3 | 15.21 | 46.25
30378 | 30378 | Ditto but three-phase............................................................................................................................................................... | [18 empty] | 4,837.57 |  |  | 12.30 |  |  | 15.21 |  | 46.25 |  | 30378 |  |  | 30378 | 4,837.57 12.30 15.21 46.25 | 4837.57 | 12.3 | 15.21 | 46.25 | 4837.57 | 12.3 | 15.21 | 46.25
30379 | 30379 | 80 kA (8/ 20 µs), single-phase ............................................................................................................................................... | [18 empty] | 2,303.04 |  |  | 12.30 |  |  | 15.21 |  | 46.25 |  | 30379 |  |  | 30379 | 2,303.04 12.30 15.21 46.25 | 2303.04 | 12.3 | 15.21 | 46.25 | 2303.04 | 12.3 | 15.21 | 46.25
30380 | 30380 | Ditto but three-phase............................................................................................................................................................... | [18 empty] | 6,859.74 |  |  | 12.30 |  |  | 15.21 |  | 46.25 |  | 30380 |  |  | 30380 | 6,859.74 12.30 15.21 46.25 | 6859.74 | 12.3 | 15.21 | 46.25 | 6859.74 | 12.3 | 15.21 | 46.25
30381 | 30381 | 100 kA (8/ 20 µs), single-phase ............................................................................................................................................. | [18 empty] | 2,353.10 |  |  | 14.25 |  |  | 17.84 |  | 54.49 |  | 30381 |  |  | 30381 | 2,353.10 14.25 17.84 54.49 | 2353.1 | 14.25 | 17.84 | 54.49 | 2353.1 | 14.25 | 17.84 | 54.49
30382 | 30382 | Ditto but three-phase............................................................................................................................................................... | [18 empty] | 6,997.22 |  |  | 14.25 |  |  | 17.84 |  | 54.49 |  | 30382 |  |  | 30382 | 6,997.22 14.25 17.84 54.49 | 6997.22 | 14.25 | 17.84 | 54.49 | 6997.22 | 14.25 | 17.84 | 54.49
30383 | 30383 | 150 kA (8/ 20 µs), single-phase ............................................................................................................................................. | [18 empty] | 3,318.63 |  |  | 14.25 |  |  | 17.84 |  | 54.49 |  | 30383 |  |  | 30383 | 3,318.63 14.25 17.84 54.49 | 3318.63 | 14.25 | 17.84 | 54.49 | 3318.63 | 14.25 | 17.84 | 54.49
30384 | 30384 | Ditto but three-phase c/w counter........................................................................................................................................... | [18 empty] | 11,664.67 |  |  | 14.25 |  |  | 17.84 |  | 54.49 |  | 30384 |  |  | 30384 | 11,664.67 14.25 17.84 54.49 | 11664.67 | 14.25 | 17.84 | 54.49 | 11664.67 | 14.25 | 17.84 | 54.49
Surge Reduction Filters for electronic equipment with surge rating : -
Each
30385 | 30385 | 6A, 4 - 16 kA (8/ 20 µs), single-phase.................................................................................................................................... | [18 empty] | 2,615.38 |  |  | 9.29 |  |  | 12.44 |  | 36.31 |  | 30385 |  |  | 30385 | 2,615.38 9.29 12.44 36.31 | 2615.38 | 9.29 | 12.44 | 36.31 | 2615.38 | 9.29 | 12.44 | 36.31
30386 | 30386 | 10A/ 20A, 40 - 55 kA (8/ 20 µs), single-phase...................................................................................................................... | [18 empty] | 3,986.48 |  |  | 9.29 |  |  | 12.44 |  | 36.31 |  | 30386 |  |  | 30386 | 3,986.48 9.29 12.44 36.31 | 3986.48 | 9.29 | 12.44 | 36.31 | 3986.48 | 9.29 | 12.44 | 36.31
30387 | 30387 | 20A, 40 - 55 kA (8/ 20 µs), three-phase................................................................................................................................. | [18 empty] | 6,129.12 |  |  | 12.41 |  |  | 15.12 |  | 45.50 |  | 30387 |  |  | 30387 | 6,129.12 12.41 15.12 45.50 | 6129.12 | 12.41 | 15.12 | 45.5 | 6129.12 | 12.41 | 15.12 | 45.5
30388 | 30388 | 32A, 135 kA (8/ 20 µs), single-phases................................................................................................................................... | [18 empty] | 4,709.09 |  |  | 9.29 |  |  | 12.44 |  | 36.31 |  | 30388 |  |  | 30388 | 4,709.09 9.29 12.44 36.31 | 4709.09 | 9.29 | 12.44 | 36.31 | 4709.09 | 9.29 | 12.44 | 36.31
30389 | 30389 | 63A/ 125A, 135 kA (8/ 20 µs), single-phase.......................................................................................................................... | [18 empty] | 4,793.46 |  |  | 9.29 |  |  | 12.44 |  | 36.31 |  | 30389 |  |  | 30389 | 4,793.46 9.29 12.44 36.31 | 4793.46 | 9.29 | 12.44 | 36.31 | 4793.46 | 9.29 | 12.44 | 36.31
30390 | 30390 | 32A, 135 kA (8/ 20 µs), three-phase...................................................................................................................................... | [18 empty] | 6,558.14 |  |  | 12.41 |  |  | 15.12 |  | 45.50 |  | 30390 |  |  | 30390 | 6,558.14 12.41 15.12 45.50 | 6558.14 | 12.41 | 15.12 | 45.5 | 6558.14 | 12.41 | 15.12 | 45.5
30391 | 30391 | 64A, 135 kA (8/ 20 µs), three-phase...................................................................................................................................... | [18 empty] | 6,643.94 |  |  | 12.41 |  |  | 15.12 |  | 45.50 |  | 30391 |  |  | 30391 | 6,643.94 12.41 15.12 45.50 | 6643.94 | 12.41 | 15.12 | 45.5 | 6643.94 | 12.41 | 15.12 | 45.5
30392 | 30392 | 125A, 135 kA (8/ 20 µs), three-phase.................................................................................................................................... | [18 empty] | 6,648.70 |  |  | 12.41 |  |  | 15.12 |  | 45.50 |  | 30392 |  |  | 30392 | 6,648.70 12.41 15.12 45.50 | 6648.7 | 12.41 | 15.12 | 45.5 | 6648.7 | 12.41 | 15.12 | 45.5
30393 | 30393 | 200A/ 315A, 135 kA (8/ 20 µs), three-phase......................................................................................................................... | [18 empty] | 6,792.14 |  |  | 12.41 |  |  | 15.12 |  | 45.50 |  | 30393 |  |  | 30393 | 6,792.14 12.41 15.12 45.50 | 6792.14 | 12.41 | 15.12 | 45.5 | 6792.14 | 12.41 | 15.12 | 45.5
30394 | 30394 | 630A, 135 kA (8/ 20 µs), three-phase.................................................................................................................................... | [18 empty] | 6,852.44 |  |  | 12.41 |  |  | 15.12 |  | 45.50 |  | 30394 |  |  | 30394 | 6,852.44 12.41 15.12 45.50 | 6852.44 | 12.41 | 15.12 | 45.5 | 6852.44 | 12.41 | 15.12 | 45.5
30/24
30 | 30 | ELECTRICAL INSTALLATION - MISCELLANEOUS | [16 empty] | 30
| Item | Item
| EARTHING AND LIGHTNING CONDUCTOR FITTINGS | [16 empty] | Take | [7 empty] | Take
| (CONT'D) |  |  |  | Supply | [18 empty] | down |  | down |  |  | Fix
| and | [22 empty] | and |  | and set |  |  | only
| fix | [22 empty] | clear |  | aside for
| Surge protectors for radio, telecommunications & signal protection : - | [16 empty] | away | [7 empty] | re-use
| A | [22 empty] | B |  | C |  |  | D
| Each |  |  | $ | [19 empty] | $ |  | $ |  |  | $
30395 | 30395 | 500A (8/ 20 µs)....................................................................................................................................................................... | [18 empty] | 1,557.17 |  |  | 9.29 |  |  | 12.44 |  | 36.31 |  | 30395 |  |  | 30395 | 1,557.17 9.29 12.44 36.31 | 1557.17 | 9.29 | 12.44 | 36.31 | 1557.17 | 9.29 | 12.44 | 36.31
30396 | 30396 | 2.5 kA (8/ 20 µs)..................................................................................................................................................................... | [18 empty] | 1,557.35 |  |  | 9.29 |  |  | 12.44 |  | 36.31 |  | 30396 |  |  | 30396 | 1,557.35 9.29 12.44 36.31 | 1557.35 | 9.29 | 12.44 | 36.31 | 1557.35 | 9.29 | 12.44 | 36.31
30397 | 30397 | 10 kA (8/ 20 µs)...................................................................................................................................................................... | [18 empty] | 1,569.72 |  |  | 9.29 |  |  | 12.44 |  | 36.31 |  | 30397 |  |  | 30397 | 1,569.72 9.29 12.44 36.31 | 1569.72 | 9.29 | 12.44 | 36.31 | 1569.72 | 9.29 | 12.44 | 36.31
30398 | 30398 | 20 kA (8/ 20 µs)...................................................................................................................................................................... | [18 empty] | 1,575.11 |  |  | 9.29 |  |  | 12.44 |  | 36.31 |  | 30398 |  |  | 30398 | 1,575.11 9.29 12.44 36.31 | 1575.11 | 9.29 | 12.44 | 36.31 | 1575.11 | 9.29 | 12.44 | 36.31
Miscellaneous item : -
Each
30399 | 30399 | Supplementary bonding to metal type ceiling grid, window frame and service pipes c/w box
| for wiring not exceeding 2 m.................................................................................................................................................. | [19 empty] | 14.80 |  |  | 2.79 |  |  | - |  | - |  | 30399 |  |  | 30399 | 14.80 2.79 - - | 14.8 | 2.79 | #VALUE! | #VALUE! | 14.8 | 2.79 | - | -
Chemicals for soil treatment : -
Per kg
30400 | 30400 | Ammonium chloride............................................................................................................................................................... | [18 empty] | 38.05 |  |  | - |  |  | - |  | 18.38 |  | 30400 |  |  | 30400 | 38.05 - - 18.38 | 38.05 | #VALUE! | #VALUE! | 18.38 | 38.05 | - | - | 18.38
30401 | 30401 | Copper sulphate...................................................................................................................................................................... | [18 empty] | 41.54 |  |  | - |  |  | - |  | 18.38 |  | 30401 |  |  | 30401 | 41.54 - - 18.38 | 41.54 | #VALUE! | #VALUE! | 18.38 | 41.54 | - | - | 18.38
30402 | 30402 | Bentonite................................................................................................................................................................................. | [18 empty] | 38.63 |  |  | - |  |  | - |  | 18.38 |  | 30402 |  |  | 30402 | 38.63 - - 18.38 | 38.63 | #VALUE! | #VALUE! | 18.38 | 38.63 | - | - | 18.38
30403 | 30403 | Lime powder for mixing of earthing chemical....................................................................................................................... | [18 empty] | 23.10 |  |  | - |  |  | - |  | 18.38 |  | 30403 |  |  | 30403 | 23.10 - - 18.38 | 23.1 | #VALUE! | #VALUE! | 18.38 | 23.1 | - | - | 18.38
30404 | 30404 | Industrial salt for mixing of earthing chemical...................................................................................................................... | [18 empty] | 35.03 |  |  | - |  |  | - |  | 18.38 |  | 30404 |  |  | 30404 | 35.03 - - 18.38 | 35.03 | #VALUE! | #VALUE! | 18.38 | 35.03 | - | - | 18.38
30405 | 30405 | Carbolic powder for mixing of earthing chemical................................................................................................................. | [18 empty] | 36.65 |  |  | - |  |  | - |  | 18.38 |  | 30405 |  |  | 30405 | 36.65 - - 18.38 | 36.65 | #VALUE! | #VALUE! | 18.38 | 36.65 | - | - | 18.38
30/25
30 | 30 | ELECTRICAL INSTALLATION - MISCELLANEOUS | [16 empty] | 30
| Item | Item
| ELECTRICAL APPLIANCES | [9 empty] | Take | [14 empty] | Take
| Supply | [22 empty] | down |  | down |  |  | Fix
| and | [22 empty] | and |  | and set |  |  | only
| fix | [22 empty] | clear |  | aside for
| away | [24 empty] | re-use
| A | [22 empty] | B |  | C |  |  | D
| Each |  |  | $ | [19 empty] | $ |  | $ |  |  | $
30406 | 30406 | Electric rice cooker for 10 persons......................................................................................................................................... | [18 empty] | 416.41 |  |  | 3.95 |  |  | 5.55 |  | 15.85 |  | 30406 |  |  | 30406 | 416.41 3.95 5.55 15.85 | 416.41 | 3.95 | 5.55 | 15.85 | 416.41 | 3.95 | 5.55 | 15.85
30407 | 30407 | Electric rice cooker for 15 persons......................................................................................................................................... | [18 empty] | 564.98 |  |  | 3.95 |  |  | 5.55 |  | 15.85 |  | 30407 |  |  | 30407 | 564.98 3.95 5.55 15.85 | 564.98 | 3.95 | 5.55 | 15.85 | 564.98 | 3.95 | 5.55 | 15.85
30408 | 30408 | Electric cooker 2 rings............................................................................................................................................................ | [18 empty] | 1,668.23 |  |  | 16.54 |  |  | 20.68 |  | 61.90 |  | 30408 |  |  | 30408 | 1,668.23 16.54 20.68 61.90 | 1668.23 | 16.54 | 20.68 | 61.9 | 1668.23 | 16.54 | 20.68 | 61.9
30409 | 30409 | Electric cooker 3 or 4 rings..................................................................................................................................................... | [18 empty] | 3,850.05 |  |  | 27.71 |  |  | 34.96 |  | 102.74 |  | 30409 |  |  | 30409 | 3,850.05 27.71 34.96 102.74 | 3850.05 | 27.71 | 34.96 | 102.74 | 3850.05 | 27.71 | 34.96 | 102.74
30410 | 30410 | Water heater, instantaneous type, 6 kW, single-phase........................................................................................................... | [18 empty] | 1,365.20 |  |  | 16.54 |  |  | 20.68 |  | 61.90 |  | 30410 |  |  | 30410 | 1,365.20 16.54 20.68 61.90 | 1365.2 | 16.54 | 20.68 | 61.9 | 1365.2 | 16.54 | 20.68 | 61.9
30411 | 30411 | Water heater, instantaneous type, 18 kW, three-phase........................................................................................................... | [18 empty] | 2,183.45 |  |  | 16.54 |  |  | 20.68 |  | 68.74 |  | 30411 |  |  | 30411 | 2,183.45 16.54 20.68 68.74 | 2183.45 | 16.54 | 20.68 | 68.74 | 2183.45 | 16.54 | 20.68 | 68.74
30412 | 30412 | Water heater, instantaneous type, 24 kW, three-phase........................................................................................................... | [18 empty] | 2,362.59 |  |  | 27.71 |  |  | 34.96 |  | 102.74 |  | 30412 |  |  | 30412 | 2,362.59 27.71 34.96 102.74 | 2362.59 | 27.71 | 34.96 | 102.74 | 2362.59 | 27.71 | 34.96 | 102.74
30413 | 30413 | Water heater, storage type, n.e. 10 litres, single-phase.......................................................................................................... | [18 empty] | 2,063.07 |  |  | 16.54 |  |  | 20.68 |  | 61.90 |  | 30413 |  |  | 30413 | 2,063.07 16.54 20.68 61.90 | 2063.07 | 16.54 | 20.68 | 61.9 | 2063.07 | 16.54 | 20.68 | 61.9
30414 | 30414 | Water heater, storage type, 13 litres, single-phase................................................................................................................. | [18 empty] | 2,063.07 |  |  | 16.54 |  |  | 20.68 |  | 61.90 |  | 30414 |  |  | 30414 | 2,063.07 16.54 20.68 61.90 | 2063.07 | 16.54 | 20.68 | 61.9 | 2063.07 | 16.54 | 20.68 | 61.9
30415 | 30415 | Water heater, storage type, 25 litres, single-phase................................................................................................................. | [18 empty] | 2,505.80 |  |  | 16.54 |  |  | 20.68 |  | 61.90 |  | 30415 |  |  | 30415 | 2,505.80 16.54 20.68 61.90 | 2505.8 | 16.54 | 20.68 | 61.9 | 2505.8 | 16.54 | 20.68 | 61.9
30416 | 30416 | Water heater, storage type, 38 litres, single-phase................................................................................................................. | [18 empty] | 3,452.15 |  |  | 16.54 |  |  | 20.68 |  | 61.90 |  | 30416 |  |  | 30416 | 3,452.15 16.54 20.68 61.90 | 3452.15 | 16.54 | 20.68 | 61.9 | 3452.15 | 16.54 | 20.68 | 61.9
30417 | 30417 | Water heater, storage type, 57 litres, single-phase................................................................................................................. | [18 empty] | 3,840.13 |  |  | 16.54 |  |  | 20.68 |  | 61.90 |  | 30417 |  |  | 30417 | 3,840.13 16.54 20.68 61.90 | 3840.13 | 16.54 | 20.68 | 61.9 | 3840.13 | 16.54 | 20.68 | 61.9
30418 | 30418 | Water heater, storage type, 90 litres, single-phase................................................................................................................. | [18 empty] | 5,242.75 |  |  | 27.71 |  |  | 34.96 |  | 102.74 |  | 30418 |  |  | 30418 | 5,242.75 27.71 34.96 102.74 | 5242.75 | 27.71 | 34.96 | 102.74 | 5242.75 | 27.71 | 34.96 | 102.74
30419 | 30419 | Water heater, storage type, 135 litres, single-phase............................................................................................................... | [18 empty] | 7,120.52 |  |  | 27.71 |  |  | 34.96 |  | 102.74 |  | 30419 |  |  | 30419 | 7,120.52 27.71 34.96 102.74 | 7120.52 | 27.71 | 34.96 | 102.74 | 7120.52 | 27.71 | 34.96 | 102.74
30420 | 30420 | Water heater, storage type, 135 litres, three-phase................................................................................................................. | [18 empty] | 7,926.50 |  |  | 27.71 |  |  | 34.96 |  | 102.74 |  | 30420 |  |  | 30420 | 7,926.50 27.71 34.96 102.74 | 7926.5 | 27.71 | 34.96 | 102.74 | 7926.5 | 27.71 | 34.96 | 102.74
30421 | 30421 | Water heater, storage type, 150 litres, single-phase............................................................................................................... | [18 empty] | 7,721.67 |  |  | 27.71 |  |  | 34.96 |  | 102.74 |  | 30421 |  |  | 30421 | 7,721.67 27.71 34.96 102.74 | 7721.67 | 27.71 | 34.96 | 102.74 | 7721.67 | 27.71 | 34.96 | 102.74
30422 | 30422 | Water heater, storage type, 150 litres, three-phase................................................................................................................. | [18 empty] | 8,600.69 |  |  | 27.71 |  |  | 34.96 |  | 102.74 |  | 30422 |  |  | 30422 | 8,600.69 27.71 34.96 102.74 | 8600.69 | 27.71 | 34.96 | 102.74 | 8600.69 | 27.71 | 34.96 | 102.74
30423 | 30423 | Electric water heater, storage type, 180 litres, three-phase.................................................................................................... | [18 empty] | 11,755.44 |  |  | 27.71 |  |  | 34.96 |  | 102.74 |  | 30423 |  |  | 30423 | 11,755.44 27.71 34.96 102.74 | 11755.44 | 27.71 | 34.96 | 102.74 | 11755.44 | 27.71 | 34.96 | 102.74
30424 | 30424 | Electric water heater, storage type, 225 litres, three-phase.................................................................................................... | [18 empty] | 13,669.77 |  |  | 27.71 |  |  | 34.96 |  | 102.74 |  | 30424 |  |  | 30424 | 13,669.77 27.71 34.96 102.74 | 13669.77 | 27.71 | 34.96 | 102.74 | 13669.77 | 27.71 | 34.96 | 102.74
30425 | 30425 | Tubular heater, 300 mm.......................................................................................................................................................... | [18 empty] | 138.16 |  |  | 8.99 |  |  | 11.29 |  | 32.84 |  | 30425 |  |  | 30425 | 138.16 8.99 11.29 32.84 | 138.16 | 8.99 | 11.29 | 32.84 | 138.16 | 8.99 | 11.29 | 32.84
30426 | 30426 | Tubular heater, 600 mm.......................................................................................................................................................... | [18 empty] | 464.12 |  |  | 8.99 |  |  | 11.29 |  | 32.84 |  | 30426 |  |  | 30426 | 464.12 8.99 11.29 32.84 | 464.12 | 8.99 | 11.29 | 32.84 | 464.12 | 8.99 | 11.29 | 32.84
30427 | 30427 | Tubular heater, 1200 mm........................................................................................................................................................ | [18 empty] | 525.03 |  |  | 8.99 |  |  | 11.29 |  | 32.84 |  | 30427 |  |  | 30427 | 525.03 8.99 11.29 32.84 | 525.03 | 8.99 | 11.29 | 32.84 | 525.03 | 8.99 | 11.29 | 32.84
30428 | 30428 | Kettle, 3.5 - 4.5 litre, 2 kW (max.), single-phase................................................................................................................... | [18 empty] | 370.43 |  |  | 3.95 |  |  | 5.55 |  | 15.85 |  | 30428 |  |  | 30428 | 370.43 3.95 5.55 15.85 | 370.43 | 3.95 | 5.55 | 15.85 | 370.43 | 3.95 | 5.55 | 15.85
30429 | 30429 | Water boiler, 3 kW (max.), single-phase................................................................................................................................ | [18 empty] | 4,283.33 |  |  | 3.95 |  |  | 5.55 |  | 15.85 |  | 30429 |  |  | 30429 | 4,283.33 3.95 5.55 15.85 | 4283.33 | 3.95 | 5.55 | 15.85 | 4283.33 | 3.95 | 5.55 | 15.85
30430 | 30430 | Tea urn, 18 litres..................................................................................................................................................................... | [18 empty] | 1,199.43 |  |  | 3.95 |  |  | 5.55 |  | 15.85 |  | 30430 |  |  | 30430 | 1,199.43 3.95 5.55 15.85 | 1199.43 | 3.95 | 5.55 | 15.85 | 1199.43 | 3.95 | 5.55 | 15.85
30431 | 30431 | Electric fire, 1 kW (max.), wall mounted............................................................................................................................... | [18 empty] | 227.67 |  |  | 11.27 |  |  | 14.01 |  | 42.71 |  | 30431 |  |  | 30431 | 227.67 11.27 14.01 42.71 | 227.67 | 11.27 | 14.01 | 42.71 | 227.67 | 11.27 | 14.01 | 42.71
30/26
30 | 30 | ELECTRICAL INSTALLATION - MISCELLANEOUS | [16 empty] | 30
| Item | Item
| ELECTRICAL APPLIANCES (CONT'D) | [12 empty] | Take | [11 empty] | Take
| Supply | [22 empty] | down |  | down |  |  | Fix
| and | [22 empty] | and |  | and set |  |  | only
| fix | [22 empty] | clear |  | aside for
| away | [24 empty] | re-use
| A | [22 empty] | B |  | C |  |  | D
| Each |  |  | $ | [19 empty] | $ |  | $ |  |  | $
30432 | 30432 | Radiator, 1.5 kW (max.), oil filled.......................................................................................................................................... | [18 empty] | 861.06 |  |  | 16.62 |  |  | 20.76 |  | 62.15 |  | 30432 |  |  | 30432 | 861.06 16.62 20.76 62.15 | 861.06 | 16.62 | 20.76 | 62.15 | 861.06 | 16.62 | 20.76 | 62.15
30433 | 30433 | Radiator, 2 kW (max.), oil filled............................................................................................................................................. | [18 empty] | 925.20 |  |  | 16.62 |  |  | 20.76 |  | 62.15 |  | 30433 |  |  | 30433 | 925.20 16.62 20.76 62.15 | 925.2 | 16.62 | 20.76 | 62.15 | 925.2 | 16.62 | 20.76 | 62.15
30434 | 30434 | Radiator, 3 kW (max.), oil filled............................................................................................................................................. | [18 empty] | 932.82 |  |  | 16.62 |  |  | 20.76 |  | 62.15 |  | 30434 |  |  | 30434 | 932.82 16.62 20.76 62.15 | 932.82 | 16.62 | 20.76 | 62.15 | 932.82 | 16.62 | 20.76 | 62.15
30435 | 30435 | Radiator, 1 kW (max.), infra-red............................................................................................................................................. | [18 empty] | 458.12 |  |  | 16.62 |  |  | 20.76 |  | 62.15 |  | 30435 |  |  | 30435 | 458.12 16.62 20.76 62.15 | 458.12 | 16.62 | 20.76 | 62.15 | 458.12 | 16.62 | 20.76 | 62.15
30436 | 30436 | Radiator, 1.5 kW (max.), infra-red.......................................................................................................................................... | [18 empty] | 533.48 |  |  | 16.62 |  |  | 20.76 |  | 62.15 |  | 30436 |  |  | 30436 | 533.48 16.62 20.76 62.15 | 533.48 | 16.62 | 20.76 | 62.15 | 533.48 | 16.62 | 20.76 | 62.15
30437 | 30437 | Radiator, 2 kW (max.), infra-red............................................................................................................................................. | [18 empty] | 546.20 |  |  | 16.62 |  |  | 20.76 |  | 62.15 |  | 30437 |  |  | 30437 | 546.20 16.62 20.76 62.15 | 546.2 | 16.62 | 20.76 | 62.15 | 546.2 | 16.62 | 20.76 | 62.15
30438 | 30438 | Convector heater, 1.2 kW (max.)............................................................................................................................................ | [18 empty] | 788.27 |  |  | 16.62 |  |  | 20.76 |  | 62.15 |  | 30438 |  |  | 30438 | 788.27 16.62 20.76 62.15 | 788.27 | 16.62 | 20.76 | 62.15 | 788.27 | 16.62 | 20.76 | 62.15
30439 | 30439 | Wall mounted fan heater, 2 kW (max.)................................................................................................................................... | [18 empty] | 502.60 |  |  | 16.62 |  |  | 20.76 |  | 62.15 |  | 30439 |  |  | 30439 | 502.60 16.62 20.76 62.15 | 502.6 | 16.62 | 20.76 | 62.15 | 502.6 | 16.62 | 20.76 | 62.15
30440 | 30440 | Convection heater, heavy duty, wall mounted, 3 kW c/w temperature cut-out and
| thermostat ............................................................................................................................................................................... | [19 empty] | 6,375.18 |  |  | 16.93 |  |  | 21.01 |  | 62.96 |  | 30440 |  |  | 30440 | 6,375.18 16.93 21.01 62.96 | 6375.18 | 16.93 | 21.01 | 62.96 | 6375.18 | 16.93 | 21.01 | 62.96
30441 | 30441 | Wall clock, 300 mm diameter, battery operated, quartz......................................................................................................... | [18 empty] | 347.84 |  |  | 3.96 |  |  | 5.58 |  | 15.91 |  | 30441 |  |  | 30441 | 347.84 3.96 5.58 15.91 | 347.84 | 3.96 | 5.58 | 15.91 | 347.84 | 3.96 | 5.58 | 15.91
30442 | 30442 | Hand dryer............................................................................................................................................................................... | [18 empty] | 878.56 |  |  | 6.75 |  |  | 8.45 |  | 25.82 |  | 30442 |  |  | 30442 | 878.56 6.75 8.45 25.82 | 878.56 | 6.75 | 8.45 | 25.82 | 878.56 | 6.75 | 8.45 | 25.82
30443 | 30443 | Hand/ face dryer, with deflector for hand or face drying, heater rating not less than 2.2 kW............................................... | [18 empty] | 927.83 |  |  | 6.75 |  |  | 8.45 |  | 25.82 |  | 30443 |  |  | 30443 | 927.83 6.75 8.45 25.82 | 927.83 | 6.75 | 8.45 | 25.82 | 927.83 | 6.75 | 8.45 | 25.82
30444 | 30444 | Wall mounted hair dryer......................................................................................................................................................... | [18 empty] | 988.30 |  |  | 6.89 |  |  | 9.08 |  | 26.49 |  | 30444 |  |  | 30444 | 988.30 6.89 9.08 26.49 | 988.3 | 6.89 | 9.08 | 26.49 | 988.3 | 6.89 | 9.08 | 26.49
30445 | 30445 | Domestic refrigerator, 170 - 250 litres (CFC free)................................................................................................................. | [18 empty] | 3,074.46 |  |  | 16.62 |  |  | 20.76 |  | 62.15 |  | 30445 |  |  | 30445 | 3,074.46 16.62 20.76 62.15 | 3074.46 | 16.62 | 20.76 | 62.15 | 3074.46 | 16.62 | 20.76 | 62.15
30446 | 30446 | Domestic refrigerator, 250 - 320 litres (CFC free)................................................................................................................. | [18 empty] | 4,037.89 |  |  | 16.62 |  |  | 20.76 |  | 62.15 |  | 30446 |  |  | 30446 | 4,037.89 16.62 20.76 62.15 | 4037.89 | 16.62 | 20.76 | 62.15 | 4037.89 | 16.62 | 20.76 | 62.15
30447 | 30447 | Domestic refrigerator, 320 - 370 litres (CFC free)................................................................................................................. | [18 empty] | 4,785.51 |  |  | 16.62 |  |  | 20.76 |  | 62.15 |  | 30447 |  |  | 30447 | 4,785.51 16.62 20.76 62.15 | 4785.51 | 16.62 | 20.76 | 62.15 | 4785.51 | 16.62 | 20.76 | 62.15
30448 | 30448 | Dehumidifier, moisture removal capacity 13 litres/ day........................................................................................................ | [18 empty] | 2,764.38 |  |  | 16.93 |  |  | 21.01 |  | 62.96 |  | 30448 |  |  | 30448 | 2,764.38 16.93 21.01 62.96 | 2764.38 | 16.93 | 21.01 | 62.96 | 2764.38 | 16.93 | 21.01 | 62.96
30449 | 30449 | High capacity industrial type dehumidifier, air flow 2500 m³/ hr......................................................................................... | [18 empty] | 59,117.43 |  |  | 16.93 |  |  | 21.01 |  | 62.96 |  | 30449 |  |  | 30449 | 59,117.43 16.93 21.01 62.96 | 59117.43 | 16.93 | 21.01 | 62.96 | 59117.43 | 16.93 | 21.01 | 62.96
30450 | 30450 | Ditto but air flow 5000 m³/ hr................................................................................................................................................. | [18 empty] | 80,658.61 |  |  | 16.93 |  |  | 21.01 |  | 62.96 |  | 30450 |  |  | 30450 | 80,658.61 16.93 21.01 62.96 | 80658.61 | 16.93 | 21.01 | 62.96 | 80658.61 | 16.93 | 21.01 | 62.96
30451 | 30451 | Insect killer, single-phase c/w twin 18W UV fluorescent tubes, effective area not less than
| 30 m² for indoor application .................................................................................................................................................. | [19 empty] | 1,683.84 |  |  | 16.62 |  |  | 20.76 |  | 62.15 |  | 30451 |  |  | 30451 | 1,683.84 16.62 20.76 62.15 | 1683.84 | 16.62 | 20.76 | 62.15 | 1683.84 | 16.62 | 20.76 | 62.15
30452 | 30452 | Ditto but weatherproof type for outdoor application.............................................................................................................. | [18 empty] | 2,362.59 |  |  | 16.62 |  |  | 20.76 |  | 62.15 |  | 30452 |  |  | 30452 | 2,362.59 16.62 20.76 62.15 | 2362.59 | 16.62 | 20.76 | 62.15 | 2362.59 | 16.62 | 20.76 | 62.15
30453 | 30453 | Electric dual jet airflow hand dryer........................................................................................................................................ | [18 empty] | 6,017.76 |  |  | 76.28 |  |  | 114.42 |  | 152.55 |  | 30453 |  |  | 30453 | 6,017.76 76.28 114.42 152.55 | 6017.76 | 76.28 | 114.42 | 152.55 | 6017.76 | 76.28 | 114.42 | 152.55
30/27
30 | 30 | ELECTRICAL INSTALLATION - MISCELLANEOUS | [16 empty] | 30
| Item | Item
PERIODIC INSPECTION, TESTING AND CERTIFICATION (PITC)
Testing and inspection of electrical installation comprising rising mains, feeder circuit, sub-main circuit, final circuit, protective
conductors, earthing facilities, power supplies to all communal services, but excluding main switch board, for the premises in
accordance with the requirements as specified in Chapter 406, Electricity Ordinance and the latest edition of Code of Practice
| for Electricity (Wiring) Regulations published by Electrical and Mechanical Services Department and all subsequent amendments | [22 empty] | Rate
thereto issued prior to the date of tendering c/w the provision of electrical schematic, test report and test certificate which should
be certified by Registered Electrical Worker of the appropriate grade and submit Form WR2.
Testing of installed rising mains and feeder circuit in single-phase or three-phase : -
(Testing of plug-in unit/ tee-off switch, sub-main circuit/ final circuit, functional test of RCD shall be measured separately)
A
| Per item |  |  | $
30454 | 30454 | Rating of outgoing switch of switchboard or cut-out switch not exceeding 630A..................................................................................................................... | [26 empty] | 454.00 |  | 30454 |  |  | 30454 | 454.00 | 454 |  |  |  | 454
30455 | 30455 | Rating of outgoing switch of switchboard or cut-out switch 630A – 1600A............................................................................................................................. | [26 empty] | 606.96 |  | 30455 |  |  | 30455 | 606.96 | 606.96 |  |  |  | 606.96
30456 | 30456 | Rating of outgoing switch of switchboard or cut-out switch 1600A – 3200A........................................................................................................................... | [26 empty] | 947.30 |  | 30456 |  |  | 30456 | 947.30 | 947.3 |  |  |  | 947.3
Testing of plug-in unit/ tee-off switch
Each
30457 | 30457 | Tee off switch/ plug in unit from the rising main........................................................................................................................................................................ | [26 empty] | 67.05 |  | 30457 |  |  | 30457 | 67.05 | 67.05 |  |  |  | 67.05
Type of premises : Clinic & Child Care Centre; Control Point; Prison; Correctional Institution and Detention Centre : -
Testing of sub-main circuit : -
Per circuit
30458 | 30458 | Testing of single phase circuit..................................................................................................................................................................................................... | [26 empty] | 41.68 |  | 30458 |  |  | 30458 | 41.68 | 41.68 |  |  |  | 41.68
30459 | 30459 | Testing of three phase circuit....................................................................................................................................................................................................... | [26 empty] | 55.21 |  | 30459 |  |  | 30459 | 55.21 | 55.21 |  |  |  | 55.21
Testing of 13A socket outlet circuit : -
Per circuit
30460 | 30460 | Testing of single phase circuit..................................................................................................................................................................................................... | [26 empty] | 184.90 |  | 30460 |  |  | 30460 | 184.90 | 184.9 |  |  |  | 184.9
Testing of residual current device (RCD) : -
Each
30461 | 30461 | Functional test of RCD with or without tester, any rating........................................................................................................................................................... | [26 empty] | 38.95 |  | 30461 |  |  | 30461 | 38.95 | 38.95 |  |  |  | 38.95
Testing of final circuit for lighting fittings : -
Per circuit
30462 | 30462 | Testing of single phase circuit..................................................................................................................................................................................................... | [26 empty] | 215.45 |  | 30462 |  |  | 30462 | 215.45 | 215.45 |  |  |  | 215.45
30/28
30 | 30 | ELECTRICAL INSTALLATION - MISCELLANEOUS | [16 empty] | 30
| Item | Item
PERIODIC INSPECTION, TESTING AND CERTIFICATION (PITC) (CONT'D)
Testing and inspection of electrical installation comprising rising mains, feeder circuit, sub-main circuit, final circuit, protective
conductors, earthing facilities, power supplies to all communal services, but excluding main switch board, for the premises in
accordance with the requirements as specified in Chapter 406, Electricity Ordinance and the latest edition of Code of Practice
for Electricity (Wiring) Regulations published by Electrical and Mechanical Services Department and all subsequent amendments
| thereto issued prior to the date of tendering c/w the provision of electrical schematic, test report and test certificate which should | [22 empty] | Rate
be certified by Registered Electrical Worker of the appropriate grade and submit Form WR2. - (Cont'd)
Type of premises : Clinic & Child Care Centre; Control Point; Prison; Correctional Institution and Detention Centre : - (Cont'd)
Testing of final circuit other than 13A socket outlet and lighting fittings : -
A
| Per circuit |  |  |  | $
30463 | 30463 | Testing of single phase circuit..................................................................................................................................................................................................... | [26 empty] | 41.68 |  | 30463 |  |  | 30463 | 41.68 | 41.68 |  |  |  | 41.68
30464 | 30464 | Testing of three phase circuit....................................................................................................................................................................................................... | [26 empty] | 55.21 |  | 30464 |  |  | 30464 | 55.21 | 55.21 |  |  |  | 55.21
30/29
30 | 30 | ELECTRICAL INSTALLATION - MISCELLANEOUS | [16 empty] | 30
| Item | Item
PERIODIC INSPECTION, TESTING AND CERTIFICATION (PITC) (CONT'D)
Testing and inspection of electrical installation comprising rising mains, feeder circuit, sub-main circuit, final circuit, protective
conductors, earthing facilities, power supplies to all communal services, but excluding main switch board, for the premises in
accordance with the requirements as specified in Chapter 406, Electricity Ordinance and the latest edition of Code of Practice
for Electricity (Wiring) Regulations published by Electrical and Mechanical Services Department and all subsequent amendments
thereto issued prior to the date of tendering c/w the provision of electrical schematic, test report and test certificate which should
be certified by Registered Electrical Worker of the appropriate grade and submit Form WR2. - (Cont'd)
Rate
Type of premises : Institution Buildings including Primary, Secondary and Vocational Training School; Police
Stations; F.S. Stations; Ambulance Depots; Prestige Buildings including Museums, Art Galleries, Legislative
Council Buildings and Court; Playground; Stadium; Sportsground; Park; Hawker Bazaars; Pier; Cemeteries; Public
Latrines; Bath House; Refuse Collection Point; Toilet Block; and all other single-user building : -
Testing of sub-main circuit : -
A
| Per circuit |  |  |  | $
30465 | 30465 | Testing of single phase circuit..................................................................................................................................................................................................... | [26 empty] | 40.86 |  | 30465 |  |  | 30465 | 40.86 | 40.86 |  |  |  | 40.86
30466 | 30466 | Testing of three phase circuit....................................................................................................................................................................................................... | [26 empty] | 54.10 |  | 30466 |  |  | 30466 | 54.10 | 54.1 |  |  |  | 54.1
Testing of 13A socket outlet circuit : -
Per circuit
30467 | 30467 | Testing of single phase circuit..................................................................................................................................................................................................... | [26 empty] | 181.21 |  | 30467 |  |  | 30467 | 181.21 | 181.21 |  |  |  | 181.21
Testing of residual current device (RCD) : -
Each
30468 | 30468 | Functional test of RCD with or without tester, any rating........................................................................................................................................................... | [26 empty] | 38.95 |  | 30468 |  |  | 30468 | 38.95 | 38.95 |  |  |  | 38.95
Testing of final circuit for lighting fittings : -
Per circuit
30469 | 30469 | Testing of single phase circuit..................................................................................................................................................................................................... | [26 empty] | 211.13 |  | 30469 |  |  | 30469 | 211.13 | 211.13 |  |  |  | 211.13
Testing of final circuit other than 13A socket outlet and lighting fittings : -
Per circuit
30470 | 30470 | Testing of single phase circuit..................................................................................................................................................................................................... | [26 empty] | 40.86 |  | 30470 |  |  | 30470 | 40.86 | 40.86 |  |  |  | 40.86
30471 | 30471 | Testing of three phase circuit....................................................................................................................................................................................................... | [26 empty] | 54.10 |  | 30471 |  |  | 30471 | 54.10 | 54.1 |  |  |  | 54.1
30/30
30 | 30 | ELECTRICAL INSTALLATION - MISCELLANEOUS | [16 empty] | 30
| Item | Item
PERIODIC INSPECTION, TESTING AND CERTIFICATION (PITC) (CONT'D)
Testing and inspection of electrical installation comprising rising mains, feeder circuit, sub-main circuit, final circuit, protective
conductors, earthing facilities, power supplies to all communal services, but excluding main switch board, for the premises in
accordance with the requirements as specified in Chapter 406, Electricity Ordinance and the latest edition of Code of Practice
for Electricity (Wiring) Regulations published by Electrical and Mechanical Services Department and all subsequent amendments
thereto issued prior to the date of tendering c/w the provision of electrical schematic, test report and test certificate which should
be certified by Registered Electrical Worker of the appropriate grade and submit Form WR2. - (Cont'd)
Rate
Type of premises : Office Building including Office, Government House, Carpark and Post Office; Quarters;
Municipal Building including Civic Centre, Community Centre, Culture Centre, Theatre, Swimming Pool, Market,
Mortuaries, Libraries, Indoor Game Hall; Industrial Building including Workshop, Depot, Laboratory and
Plant; and all other multi-user building : -
Testing of sub-main circuit : -
A
| Per circuit |  |  |  | $
30472 | 30472 | Testing of single phase circuit..................................................................................................................................................................................................... | [26 empty] | 39.60 |  | 30472 |  |  | 30472 | 39.60 | 39.6 |  |  |  | 39.6
30473 | 30473 | Testing of three phase circuit....................................................................................................................................................................................................... | [26 empty] | 52.44 |  | 30473 |  |  | 30473 | 52.44 | 52.44 |  |  |  | 52.44
Testing of 13A socket outlet circuit : -
Per circuit
30474 | 30474 | Testing of single phase circuit..................................................................................................................................................................................................... | [26 empty] | 175.65 |  | 30474 |  |  | 30474 | 175.65 | 175.65 |  |  |  | 175.65
Testing of residual current device (RCD) : -
Each
30475 | 30475 | Functional test of RCD with or without tester, any rating........................................................................................................................................................... | [26 empty] | 38.95 |  | 30475 |  |  | 30475 | 38.95 | 38.95 |  |  |  | 38.95
Testing of final circuit for lighting fittings : -
Per circuit
30476 | 30476 | Testing of single phase circuit..................................................................................................................................................................................................... | [26 empty] | 204.67 |  | 30476 |  |  | 30476 | 204.67 | 204.67 |  |  |  | 204.67
Testing of final circuit other than 13A socket outlet and lighting fittings : -
Per circuit
30477 | 30477 | Testing of single phase circuit..................................................................................................................................................................................................... | [26 empty] | 39.60 |  | 30477 |  |  | 30477 | 39.60 | 39.6 |  |  |  | 39.6
30478 | 30478 | Testing of three phase circuit....................................................................................................................................................................................................... | [26 empty] | 52.44 |  | 30478 |  |  | 30478 | 52.44 | 52.44 |  |  |  | 52.44
Submission of Form WR2 to EMSD
Per item
30479 | 30479 | Submit Form WR2 to EMSD including endorsement fee........................................................................................................................................................... | [26 empty] | 1,935.80 |  | 30479 |  |  | 30479 | 1,935.80 | 1935.8 |  |  |  | 1935.8
30/31
30 | 30 | ELECTRICAL INSTALLATION - MISCELLANEOUS | [16 empty] | 30
| Item | Item
PERIODIC INSPECTION, TESTING AND CERTIFICATION (PITC) (CONT'D)
Testing and inspection of electrical installation comprising rising mains, feeder circuit, sub-main circuit, final circuit, protective
| conductors, earthing facilities, power supplies to all communal services, but excluding main switch board, for the premises in | [22 empty] | Rate
accordance with the requirements as specified in Chapter 406, Electricity Ordinance and the latest edition of Code of Practice
for Electricity (Wiring) Regulations published by Electrical and Mechanical Services Department and all subsequent amendments
thereto issued prior to the date of tendering c/w the provision of electrical schematic, test report and test certificate which should
be certified by Registered Electrical Worker of the appropriate grade and submit Form WR2. - (Cont'd)
A
| Per installation |  |  |  |  | $
30480 | 30480 | Testing of power factor correction installation up to 240 kVAr at 380V nominal voltage including PF control relays,
| circuit protective devices, contactors and capacitors.................................................................................................................................................................. | [27 empty] | 1,997.66 |  | 30480 |  |  | 30480 | 1,997.66 | 1997.66 |  |  |  | 1997.66
30481 | 30481 | Testing of power factor correction installation exceeding 240 kVAr at 380V nominal voltage including PF control relays,
| circuit protective devices, contactors and capacitors.................................................................................................................................................................. | [27 empty] | 2,659.64 |  | 30481 |  |  | 30481 | 2,659.64 | 2659.64 |  |  |  | 2659.64
Testing and inspection of electrical installation of the low voltage cubicle switchboard where all existing switchgear,
busbar, IDMT, circuit breaker, earthing devices and etc. are inspected, tested and issue of test certificate.
Current Capacity of Low voltage cubicle switchboard : -
Per item
30482 | 30482 | below 800A 3 Phase (1 - 3 cubicle column) ............................................................................................................................................................................... | [26 empty] | 11,334.37 |  | 30482 |  |  | 30482 | 11,334.37 | 11334.37 |  |  |  | 11334.37
30483 | 30483 | below 800A 3 Phase (4 - 6 cubicle column) ............................................................................................................................................................................... | [26 empty] | 20,103.83 |  | 30483 |  |  | 30483 | 20,103.83 | 20103.83 |  |  |  | 20103.83
30484 | 30484 | 800A/ 1000A 3 Phase (1 - 3 cubicle column) ............................................................................................................................................................................ | [26 empty] | 11,334.37 |  | 30484 |  |  | 30484 | 11,334.37 | 11334.37 |  |  |  | 11334.37
30485 | 30485 | 800A/ 1000A 3 Phase (4 - 6 cubicle column) ............................................................................................................................................................................ | [26 empty] | 20,103.83 |  | 30485 |  |  | 30485 | 20,103.83 | 20103.83 |  |  |  | 20103.83
30486 | 30486 | 1200A/ 1600A 3 Phase (1 - 3 cubicle column) .......................................................................................................................................................................... | [26 empty] | 12,176.41 |  | 30486 |  |  | 30486 | 12,176.41 | 12176.41 |  |  |  | 12176.41
30487 | 30487 | 1200A/ 1600A 3 Phase (4 - 6 cubicle column) .......................................................................................................................................................................... | [26 empty] | 23,471.97 |  | 30487 |  |  | 30487 | 23,471.97 | 23471.97 |  |  |  | 23471.97
30488 | 30488 | 1200A/ 1600A 3 Phase (7 - 9 cubicle column) .......................................................................................................................................................................... | [26 empty] | 33,312.06 |  | 30488 |  |  | 30488 | 33,312.06 | 33312.06 |  |  |  | 33312.06
30489 | 30489 | 2000A/ 2250A/ 2500A 3 Phase (1 - 3 cubicle column) ............................................................................................................................................................. | [26 empty] | 12,176.41 |  | 30489 |  |  | 30489 | 12,176.41 | 12176.41 |  |  |  | 12176.41
30490 | 30490 | 2000A/ 2250A/ 2500A 3 Phase (4 - 6 cubicle column) ............................................................................................................................................................. | [26 empty] | 23,471.97 |  | 30490 |  |  | 30490 | 23,471.97 | 23471.97 |  |  |  | 23471.97
30491 | 30491 | 2000A/ 2250A/ 2500A 3 Phase (7 - 9 cubicle column) ............................................................................................................................................................. | [26 empty] | 33,312.06 |  | 30491 |  |  | 30491 | 33,312.06 | 33312.06 |  |  |  | 33312.06
30492 | 30492 | 2000A/ 2250A/ 2500A 3 Phase (10 - 12 cubicle column) ......................................................................................................................................................... | [26 empty] | 44,416.08 |  | 30492 |  |  | 30492 | 44,416.08 | 44416.08 |  |  |  | 44416.08
30493 | 30493 | 2000A/ 2250A/ 2500A 3 Phase (Extra for each addition cubicle column over 12 cubicle column) ........................................................................................ | [26 empty] | 3,701.34 |  | 30493 |  |  | 30493 | 3,701.34 | 3701.34 |  |  |  | 3701.34
30494 | 30494 | 3000A/ 3200A 3 Phase (1 - 3 cubicle column) .......................................................................................................................................................................... | [26 empty] | 15,080.31 |  | 30494 |  |  | 30494 | 15,080.31 | 15080.31 |  |  |  | 15080.31
30495 | 30495 | 3000A/ 3200A 3 Phase (4 - 6 cubicle column) .......................................................................................................................................................................... | [26 empty] | 23,892.12 |  | 30495 |  |  | 30495 | 23,892.12 | 23892.12 |  |  |  | 23892.12
30496 | 30496 | 3000A/ 3200A 3 Phase (7 - 9 cubicle column) .......................................................................................................................................................................... | [26 empty] | 39,206.32 |  | 30496 |  |  | 30496 | 39,206.32 | 39206.32 |  |  |  | 39206.32
30497 | 30497 | 3000A/ 3200A 3 Phase (10 - 12 cubicle column) ...................................................................................................................................................................... | [26 empty] | 47,784.22 |  | 30497 |  |  | 30497 | 47,784.22 | 47784.22 |  |  |  | 47784.22
30498 | 30498 | 3000A/ 3200A 3 Phase (Extra for each addition cubicle column over 12 cubicle column) ..................................................................................................... | [26 empty] | 3,982.02 |  | 30498 |  |  | 30498 | 3,982.02 | 3982.02 |  |  |  | 3982.02
30/32
30 | 30 | ELECTRICAL INSTALLATION - MISCELLANEOUS | [16 empty] | 30
| Item | Item
PERIODIC INSPECTION, TESTING AND CERTIFICATION (PITC) (CONT'D)
Testing and inspection of electrical installation comprising rising mains, feeder circuit, sub-main circuit, final circuit, protective
conductors, earthing facilities, power supplies to all communal services, but excluding main switch board, for the premises in
accordance with the requirements as specified in Chapter 406, Electricity Ordinance and the latest edition of Code of Practice
| for Electricity (Wiring) Regulations published by Electrical and Mechanical Services Department and all subsequent amendments | [22 empty] | Rate
thereto issued prior to the date of tendering c/w the provision of electrical schematic, test report and test certificate which should
be certified by Registered Electrical Worker of the appropriate grade and submit Form WR2. - (Cont'd)
Testing of IDMT earth fault relay : -
A
| Per item |  |  | $
30499 | 30499 | Carry out site testing work for IDMT earth fault relay including provision of full set of test report and Form WR2A ........................................................... | [26 empty] | 5,461.85 |  | 30499 |  |  | 30499 | 5,461.85 | 5461.85 |  |  |  | 5461.85
Entrusted testing and inspection of electrical installation comprising rising mains, feeder circuit, sub-main circuit, final circuit, protective
conductors, earthing facilities, power supplies to all communal services, but excluding main switch board, for the premises in accordance
with the requirements as specified in Chapter 406, Electricity Ordinance and the latest edition of Code of Practice for Electricity
(Wiring) Regulations published by Electrical and Mechanical Services Department and all subsequent amendments thereto issued
prior to the date of tendering c/w the provision of electrical schematic, test report and test certificate which should be certified by
Registered Electrical Worker of the appropriate grade and submit Form WR2. The cost of planning and arrangement of venues,
engagement of the Independent PITC Checker and uploading the PITC record to the "Electronic System for Planning, Programming,
Data Inputting, Storage and Retrievals of Inspection and Maintenance Works in Buildings" shall be deemed to be included in the
respective items for PITC works, in addition, the Contractor shall also proceed with the rectification work and submit the test certificate
upon completion.
Testing of installed rising mains and feeder circuit in single-phase or three-phase : -
(Testing of plug-in unit/ tee-off switch, sub-main circuit/ final circuit, functional test of RCD shall be measured separately)
Per item
30500 | 30500 | Rating of outgoing switch of switchboard or cut-out switch not exceeding 630A..................................................................................................................... | [26 empty] | 538.20 |  | 30500 |  |  | 30500 | 538.20 | 538.2 |  |  |  | 538.2
30501 | 30501 | Rating of outgoing switch of switchboard or cut-out switch 630A – 1600A............................................................................................................................. | [26 empty] | 691.17 |  | 30501 |  |  | 30501 | 691.17 | 691.17 |  |  |  | 691.17
30502 | 30502 | Rating of outgoing switch of switchboard or cut-out switch 1600A – 3200A........................................................................................................................... | [26 empty] | 1,031.49 |  | 30502 |  |  | 30502 | 1,031.49 | 1031.49 |  |  |  | 1031.49
Testing of plug-in unit/ tee-off switch
Each
30503 | 30503 | Tee off switch/ plug in unit from the rising main........................................................................................................................................................................ | [26 empty] | 109.15 |  | 30503 |  |  | 30503 | 109.15 | 109.15 |  |  |  | 109.15
30/33
30 | 30 | ELECTRICAL INSTALLATION - MISCELLANEOUS | [16 empty] | 30
| Item | Item
PERIODIC INSPECTION, TESTING AND CERTIFICATION (PITC) (CONT'D)
Entrusted testing and inspection of electrical installation comprising rising mains, feeder circuit, sub-main circuit, final circuit, protective
conductors, earthing facilities, power supplies to all communal services, but excluding main switch board, for the premises in accordance
with the requirements as specified in Chapter 406, Electricity Ordinance and the latest edition of Code of Practice for Electricity
(Wiring) Regulations published by Electrical and Mechanical Services Department and all subsequent amendments thereto issued
prior to the date of tendering c/w the provision of electrical schematic, test report and test certificate which should be certified by
Registered Electrical Worker of the appropriate grade and submit Form WR2. The cost of planning and arrangement of venues,
| engagement of the Independent PITC Checker and uploading the PITC record to the "Electronic System for Planning, Programming, | [24 empty] | Rate
Data Inputting, Storage and Retrievals of Inspection and Maintenance Works in Buildings" shall be deemed to be included in the
respective items for PITC works, in addition, the Contractor shall also proceed with the rectification work and submit the test certificate
upon completion. - (Cont'd)
Type of premises : Clinic & Child Care Centre; Control Point; Prison; Correctional Institution and Detention Centre : -
Testing of sub-main circuit : -
A
| Per circuit |  |  |  | $
30504 | 30504 | Testing of single phase circuit..................................................................................................................................................................................................... | [26 empty] | 58.53 |  | 30504 |  |  | 30504 | 58.53 | 58.53 |  |  |  | 58.53
30505 | 30505 | Testing of three phase circuit....................................................................................................................................................................................................... | [26 empty] | 72.05 |  | 30505 |  |  | 30505 | 72.05 | 72.05 |  |  |  | 72.05
Testing of 13A socket outlet circuit : -
Per circuit
30506 | 30506 | Testing of single phase circuit..................................................................................................................................................................................................... | [26 empty] | 201.73 |  | 30506 |  |  | 30506 | 201.73 | 201.73 |  |  |  | 201.73
Testing of residual current device (RCD) : -
Each
30507 | 30507 | Functional test of RCD with or without tester, any rating........................................................................................................................................................... | [26 empty] | 40.56 |  | 30507 |  |  | 30507 | 40.56 | 40.56 |  |  |  | 40.56
Testing of final circuit for lighting fittings : -
Per circuit
30508 | 30508 | Testing of single phase circuit..................................................................................................................................................................................................... | [26 empty] | 232.28 |  | 30508 |  |  | 30508 | 232.28 | 232.28 |  |  |  | 232.28
Testing of final circuit other than 13A socket outlet and lighting fittings : -
Per circuit
30509 | 30509 | Testing of single phase circuit..................................................................................................................................................................................................... | [26 empty] | 58.53 |  | 30509 |  |  | 30509 | 58.53 | 58.53 |  |  |  | 58.53
30510 | 30510 | Testing of three phase circuit....................................................................................................................................................................................................... | [26 empty] | 72.05 |  | 30510 |  |  | 30510 | 72.05 | 72.05 |  |  |  | 72.05
30/34
30 | 30 | ELECTRICAL INSTALLATION - MISCELLANEOUS | [16 empty] | 30
| Item | Item
PERIODIC INSPECTION, TESTING AND CERTIFICATION (PITC) (CONT'D)
Entrusted testing and inspection of electrical installation comprising rising mains, feeder circuit, sub-main circuit, final circuit, protective
conductors, earthing facilities, power supplies to all communal services, but excluding main switch board, for the premises in accordance
with the requirements as specified in Chapter 406, Electricity Ordinance and the latest edition of Code of Practice for Electricity
(Wiring) Regulations published by Electrical and Mechanical Services Department and all subsequent amendments thereto issued
prior to the date of tendering c/w the provision of electrical schematic, test report and test certificate which should be certified by
Registered Electrical Worker of the appropriate grade and submit Form WR2. The cost of planning and arrangement of venues,
engagement of the Independent PITC Checker and uploading the PITC record to the "Electronic System for Planning, Programming,
Data Inputting, Storage and Retrievals of Inspection and Maintenance Works in Buildings" shall be deemed to be included in the
| respective items for PITC works, in addition, the Contractor shall also proceed with the rectification work and submit the test certificate | [24 empty] | Rate
upon completion. - (Cont'd)
Type of premises : Institution Buildings including Primary, Secondary and Vocational Training School; Police
Stations; F.S. Stations; Ambulance Depots; Prestige Buildings including Museums, Art Galleries, Legislative
Council Buildings and Court; Playground; Stadium; Sportsground; Park; Hawker Bazaars; Pier; Cemeteries; Public
Latrines; Bath House; Refuse Collection Point; Toilet Block; and all other single-user building : -
Testing of sub-main circuit : -
A
| Per circuit |  |  |  | $
30511 | 30511 | Testing of single phase circuit..................................................................................................................................................................................................... | [26 empty] | 57.70 |  | 30511 |  |  | 30511 | 57.70 | 57.7 |  |  |  | 57.7
30512 | 30512 | Testing of three phase circuit....................................................................................................................................................................................................... | [26 empty] | 70.95 |  | 30512 |  |  | 30512 | 70.95 | 70.95 |  |  |  | 70.95
Testing of 13A socket outlet circuit : -
Per circuit
30513 | 30513 | Testing of single phase circuit..................................................................................................................................................................................................... | [26 empty] | 198.04 |  | 30513 |  |  | 30513 | 198.04 | 198.04 |  |  |  | 198.04
Testing of residual current device (RCD) : -
Each
30514 | 30514 | Functional test of RCD with or without tester, any rating........................................................................................................................................................... | [26 empty] | 40.56 |  | 30514 |  |  | 30514 | 40.56 | 40.56 |  |  |  | 40.56
Testing of final circuit for lighting fittings : -
Per circuit
30515 | 30515 | Testing of single phase circuit..................................................................................................................................................................................................... | [26 empty] | 227.97 |  | 30515 |  |  | 30515 | 227.97 | 227.97 |  |  |  | 227.97
Testing of final circuit other than 13A socket outlet and lighting fittings : -
Per circuit
30516 | 30516 | Testing of single phase circuit..................................................................................................................................................................................................... | [26 empty] | 57.70 |  | 30516 |  |  | 30516 | 57.70 | 57.7 |  |  |  | 57.7
30517 | 30517 | Testing of three phase circuit....................................................................................................................................................................................................... | [26 empty] | 70.95 |  | 30517 |  |  | 30517 | 70.95 | 70.95 |  |  |  | 70.95
30/35
30 | 30 | ELECTRICAL INSTALLATION - MISCELLANEOUS | [16 empty] | 30
| Item | Item
PERIODIC INSPECTION, TESTING AND CERTIFICATION (PITC) (CONT'D)
Entrusted testing and inspection of electrical installation comprising rising mains, feeder circuit, sub-main circuit, final circuit, protective
conductors, earthing facilities, power supplies to all communal services, but excluding main switch board, for the premises in accordance
with the requirements as specified in Chapter 406, Electricity Ordinance and the latest edition of Code of Practice for Electricity
(Wiring) Regulations published by Electrical and Mechanical Services Department and all subsequent amendments thereto issued
prior to the date of tendering c/w the provision of electrical schematic, test report and test certificate which should be certified by
Registered Electrical Worker of the appropriate grade and submit Form WR2. The cost of planning and arrangement of venues,
engagement of the Independent PITC Checker and uploading the PITC record to the "Electronic System for Planning, Programming,
| Data Inputting, Storage and Retrievals of Inspection and Maintenance Works in Buildings" shall be deemed to be included in the | [22 empty] | Rate
respective items for PITC works, in addition, the Contractor shall also proceed with the rectification work and submit the test certificate
upon completion. - (Cont'd)
Type of premises : Office Building including Office, Government House, Carpark and Post Office; Quarters; Municipal Building
including Civic Centre, Community Centre, Culture Centre, Theatre, Swimming Pool, Market, Mortuaries, Libraries,
Indoor Game Hall; Industrial Building including Workshop, Depot, Laboratory and Plant; and all other multi-user building : -
Testing of sub-main circuit : -
A
| Per circuit |  |  |  | $
30518 | 30518 | Testing of single phase circuit..................................................................................................................................................................................................... | [26 empty] | 56.44 |  | 30518 |  |  | 30518 | 56.44 | 56.44 |  |  |  | 56.44
30519 | 30519 | Testing of three phase circuit....................................................................................................................................................................................................... | [26 empty] | 69.29 |  | 30519 |  |  | 30519 | 69.29 | 69.29 |  |  |  | 69.29
Testing of 13A socket outlet circuit : -
Per circuit
30520 | 30520 | Testing of single phase circuit..................................................................................................................................................................................................... | [26 empty] | 192.49 |  | 30520 |  |  | 30520 | 192.49 | 192.49 |  |  |  | 192.49
Testing of residual current device (RCD) : -
Each
30521 | 30521 | Functional test of RCD with or without tester, any rating........................................................................................................................................................... | [26 empty] | 40.56 |  | 30521 |  |  | 30521 | 40.56 | 40.56 |  |  |  | 40.56
Testing of final circuit for lighting fittings : -
Per circuit
30522 | 30522 | Testing of single phase circuit..................................................................................................................................................................................................... | [26 empty] | 221.52 |  | 30522 |  |  | 30522 | 221.52 | 221.52 |  |  |  | 221.52
Testing of final circuit other than 13A socket outlet and lighting fittings : -
Per circuit
30523 | 30523 | Testing of single phase circuit..................................................................................................................................................................................................... | [26 empty] | 56.44 |  | 30523 |  |  | 30523 | 56.44 | 56.44 |  |  |  | 56.44
30524 | 30524 | Testing of three phase circuit....................................................................................................................................................................................................... | [26 empty] | 69.29 |  | 30524 |  |  | 30524 | 69.29 | 69.29 |  |  |  | 69.29
Submission of Form WR2 to EMSD
Per item
30525 | 30525 | Submit Form WR2 to EMSD including endorsement fee........................................................................................................................................................... | [26 empty] | 1,935.80 |  | 30525 |  |  | 30525 | 1,935.80 | 1935.8 |  |  |  | 1935.8
30/36
30 | 30 | ELECTRICAL INSTALLATION - MISCELLANEOUS | [16 empty] | 30
| Item | Item
PERIODIC INSPECTION, TESTING AND CERTIFICATION (PITC) (CONT'D)
Entrusted testing and inspection of electrical installation comprising rising mains, feeder circuit, sub-main circuit, final circuit, protective
conductors, earthing facilities, power supplies to all communal services, but excluding main switch board, for the premises in accordance
with the requirements as specified in Chapter 406, Electricity Ordinance and the latest edition of Code of Practice for Electricity
| (Wiring) Regulations published by Electrical and Mechanical Services Department and all subsequent amendments thereto issued | [22 empty] | Rate
prior to the date of tendering c/w the provision of electrical schematic, test report and test certificate which should be certified by
Registered Electrical Worker of the appropriate grade and submit Form WR2. The cost of planning and arrangement of venues,
engagement of the Independent PITC Checker and uploading the PITC record to the "Electronic System for Planning, Programming,
Data Inputting, Storage and Retrievals of Inspection and Maintenance Works in Buildings" shall be deemed to be included in the
respective items for PITC works, in addition, the Contractor shall also proceed with the rectification work and submit the test certificate
upon completion. - (Cont'd)
A
| Per installation |  |  |  |  | $
30526 | 30526 | Testing of power factor correction installation up to 240 kVAr at 380V nominal voltage including PF control relays,
| circuit protective devices, contactors and capacitors.................................................................................................................................................................. | [27 empty] | 2,839.70 |  | 30526 |  |  | 30526 | 2,839.70 | 2839.7 |  |  |  | 2839.7
30527 | 30527 | Testing of power factor correction installation exceeding 240 kVAr at 380V nominal voltage including PF control relays,
| circuit protective devices, contactors and capacitors.................................................................................................................................................................. | [27 empty] | 3,501.68 |  | 30527 |  |  | 30527 | 3,501.68 | 3501.68 |  |  |  | 3501.68
Testing and inspection of electrical installation of the low voltage cubicle switchboard where all existing switchgear,
busbar, IDMT, circuit breaker, earthing devices and etc. are inspected, tested and issue of test certificate.
Current Capacity of Low voltage cubicle switchboard : -
Per item
30528 | 30528 | below 800A 3 Phase (1 - 3 cubicle column) ............................................................................................................................................................................... | [26 empty] | 12,176.41 |  | 30528 |  |  | 30528 | 12,176.41 | 12176.41 |  |  |  | 12176.41
30529 | 30529 | below 800A 3 Phase (4 - 6 cubicle column) ............................................................................................................................................................................... | [26 empty] | 20,945.86 |  | 30529 |  |  | 30529 | 20,945.86 | 20945.86 |  |  |  | 20945.86
30530 | 30530 | 800A/ 1000A 3 Phase (1 - 3 cubicle column) ............................................................................................................................................................................ | [26 empty] | 12,176.41 |  | 30530 |  |  | 30530 | 12,176.41 | 12176.41 |  |  |  | 12176.41
30531 | 30531 | 800A/ 1000A 3 Phase (4 - 6 cubicle column) ............................................................................................................................................................................ | [26 empty] | 20,945.86 |  | 30531 |  |  | 30531 | 20,945.86 | 20945.86 |  |  |  | 20945.86
30532 | 30532 | 1200A/ 1600A 3 Phase (1 - 3 cubicle column) .......................................................................................................................................................................... | [26 empty] | 13,018.44 |  | 30532 |  |  | 30532 | 13,018.44 | 13018.44 |  |  |  | 13018.44
30533 | 30533 | 1200A/ 1600A 3 Phase (4 - 6 cubicle column) .......................................................................................................................................................................... | [26 empty] | 24,314.01 |  | 30533 |  |  | 30533 | 24,314.01 | 24314.01 |  |  |  | 24314.01
30534 | 30534 | 1200A/ 1600A 3 Phase (7 - 9 cubicle column) .......................................................................................................................................................................... | [26 empty] | 34,154.10 |  | 30534 |  |  | 30534 | 34,154.10 | 34154.1 |  |  |  | 34154.1
30535 | 30535 | 2000A/ 2250A/ 2500A 3 Phase (1 - 3 cubicle column) ............................................................................................................................................................. | [26 empty] | 13,018.44 |  | 30535 |  |  | 30535 | 13,018.44 | 13018.44 |  |  |  | 13018.44
30536 | 30536 | 2000A/ 2250A/ 2500A 3 Phase (4 - 6 cubicle column) ............................................................................................................................................................ | [26 empty] | 24,314.01 |  | 30536 |  |  | 30536 | 24,314.01 | 24314.01 |  |  |  | 24314.01
30537 | 30537 | 2000A/ 2250A/ 2500A 3 Phase (7 - 9 cubicle column) ............................................................................................................................................................. | [26 empty] | 34,154.10 |  | 30537 |  |  | 30537 | 34,154.10 | 34154.1 |  |  |  | 34154.1
30538 | 30538 | 2000A/ 2250A/ 2500A 3 Phase (10 - 12 cubicle column) ......................................................................................................................................................... | [26 empty] | 45,258.12 |  | 30538 |  |  | 30538 | 45,258.12 | 45258.12 |  |  |  | 45258.12
30539 | 30539 | 2000A/ 2250A/ 2500A 3 Phase (Extra for each addition cubicle column over 12 cubicle column) ........................................................................................ | [26 empty] | 3,771.51 |  | 30539 |  |  | 30539 | 3,771.51 | 3771.51 |  |  |  | 3771.51
30540 | 30540 | 3000A/ 3200A 3 Phase (1 - 3 cubicle column) .......................................................................................................................................................................... | [26 empty] | 15,922.34 |  | 30540 |  |  | 30540 | 15,922.34 | 15922.34 |  |  |  | 15922.34
30541 | 30541 | 3000A/ 3200A 3 Phase (4 - 6 cubicle column) .......................................................................................................................................................................... | [26 empty] | 24,734.15 |  | 30541 |  |  | 30541 | 24,734.15 | 24734.15 |  |  |  | 24734.15
30542 | 30542 | 3000A/ 3200A 3 Phase (7 - 9 cubicle column) .......................................................................................................................................................................... | [26 empty] | 40,048.35 |  | 30542 |  |  | 30542 | 40,048.35 | 40048.35 |  |  |  | 40048.35
30543 | 30543 | 3000A/ 3200A 3 Phase (10 - 12 cubicle column) ...................................................................................................................................................................... | [26 empty] | 48,626.26 |  | 30543 |  |  | 30543 | 48,626.26 | 48626.26 |  |  |  | 48626.26
30544 | 30544 | 3000A/ 3200A 3 Phase (Extra for each addition cubicle column over 12 cubicle column) ..................................................................................................... | [26 empty] | 4,052.19 |  | 30544 |  |  | 30544 | 4,052.19 | 4052.19 |  |  |  | 4052.19
30/37
30 | 30 | ELECTRICAL INSTALLATION - MISCELLANEOUS | [16 empty] | 30
| Item | Item
PERIODIC INSPECTION, TESTING AND CERTIFICATION (PITC) (CONT'D)
Entrusted testing and inspection of electrical installation comprising rising mains, feeder circuit, sub-main circuit, final circuit, protective
conductors, earthing facilities, power supplies to all communal services, but excluding main switch board, for the premises in accordance
with the requirements as specified in Chapter 406, Electricity Ordinance and the latest edition of Code of Practice for Electricity
(Wiring) Regulations published by Electrical and Mechanical Services Department and all subsequent amendments thereto issued
prior to the date of tendering c/w the provision of electrical schematic, test report and test certificate which should be certified by
| Registered Electrical Worker of the appropriate grade and submit Form WR2. The cost of planning and arrangement of venues, | [22 empty] | Rate
engagement of the Independent PITC Checker and uploading the PITC record to the "Electronic System for Planning, Programming,
Data Inputting, Storage and Retrievals of Inspection and Maintenance Works in Buildings" shall be deemed to be included in the
respective items for PITC works, in addition, the Contractor shall also proceed with the rectification work and submit the test certificate
upon completion. - (Cont'd)
Testing of IDMT earth fault relay : -
A
| Per item |  |  | $
30545 | 30545 | Carry out site testing work for IDMT earth fault relay including provision of full set of test report and Form WR2A ........................................................... | [26 empty] | 6,303.88 |  | 30545 |  |  | 30545 | 6,303.88 | 6303.88 |  |  |  | 6303.88
TESTING
Testing and inspection of electrical installation comprising sub-main circuit, final circuit, protective conductors, earthing facilities,
power supplies to all communal services, but excluding main switch board, for the premises in accordance with the requirements
as specified in Chapter 406, Electricity Ordinance and the latest edition of Code of Practice for Electricity (Wiring) Regulations
published by Electrical and Mechanical Services Department and all subsequent amendments thereto issued prior to the date
| of tendering c/w the submission of Form WR2 for annual renewal of Dangerous Goods Licence - | [17 empty] | Rate
Type of premises : Dangerous Goods store : -
Testing of sub-main circuit : -
A
| Per circuit |  |  |  | $
30546 | 30546 | Testing of single phase circuit..................................................................................................................................................................................................... | [26 empty] | 82.94 |  | 30546 |  |  | 30546 | 82.94 | 82.94 |  |  |  | 82.94
30547 | 30547 | Testing of three phase circuit....................................................................................................................................................................................................... | [26 empty] | 105.64 |  | 30547 |  |  | 30547 | 105.64 | 105.64 |  |  |  | 105.64
Testing of 13A socket outlet circuit : -
Per circuit
30548 | 30548 | Testing of single phase circuit..................................................................................................................................................................................................... | [26 empty] | 246.75 |  | 30548 |  |  | 30548 | 246.75 | 246.75 |  |  |  | 246.75
Testing of residual current device (RCD) : -
Each
30549 | 30549 | Functional test of RCD with or without tester, any rating........................................................................................................................................................... | [26 empty] | 40.56 |  | 30549 |  |  | 30549 | 40.56 | 40.56 |  |  |  | 40.56
Testing of final circuit for lighting fittings : -
Per circuit
30550 | 30550 | Testing of single phase circuit..................................................................................................................................................................................................... | [26 empty] | 296.91 |  | 30550 |  |  | 30550 | 296.91 | 296.91 |  |  |  | 296.91
30/38
30 | 30 | ELECTRICAL INSTALLATION - MISCELLANEOUS | [16 empty] | 30
| Item | Item
TESTING (CONT'D)
Testing and inspection of electrical installation comprising sub-main circuit, final circuit, protective conductors, earthing facilities,
power supplies to all communal services, but excluding main switch board, for the premises in accordance with the requirements
as specified in Chapter 406, Electricity Ordinance and the latest edition of Code of Practice for Electricity (Wiring) Regulations
published by Electrical and Mechanical Services Department and all subsequent amendments thereto issued prior to the date
of tendering c/w the submission of Form WR2 for annual renewal of Dangerous Goods Licence - (Cont'd)
Rate
Type of premises : Dangerous Goods store : -
Testing of sub-main circuit : -
Testing of final circuit other than 13A socket outlet and lighting fittings : -
A
| Per circuit |  |  |  | $
30551 | 30551 | Testing of single phase circuit..................................................................................................................................................................................................... | [26 empty] | 82.94 |  | 30551 |  |  | 30551 | 82.94 | 82.94 |  |  |  | 82.94
30552 | 30552 | Testing of three phase circuit....................................................................................................................................................................................................... | [26 empty] | 105.64 |  | 30552 |  |  | 30552 | 105.64 | 105.64 |  |  |  | 105.64
Testing and inspection of electrical installation for domestic quarters where all existing switchgear, wiring, lighting,
power points, appliances, etc. are inspected and tested, and test certificate is issued to enable the new tenant to obtain
electricity supply from Power Company upon change of tenancy (with usable floor area of quarters) : -
Per item
30553 | 30553 | Not exceeding 50 m².................................................................................................................................................................................................................... | [26 empty] | 1,319.30 |  | 30553 |  |  | 30553 | 1,319.30 | 1319.3 |  |  |  | 1319.3
30554 | 30554 | 50 m² - 100 m².............................................................................................................................................................................................................................. | [26 empty] | 1,887.44 |  | 30554 |  |  | 30554 | 1,887.44 | 1887.44 |  |  |  | 1887.44
30555 | 30555 | 100 m² - 150 m²............................................................................................................................................................................................................................ | [26 empty] | 1,999.60 |  | 30555 |  |  | 30555 | 1,999.60 | 1999.6 |  |  |  | 1999.6
30556 | 30556 | 150 m² - 200 m²............................................................................................................................................................................................................................ | [26 empty] | 2,392.59 |  | 30556 |  |  | 30556 | 2,392.59 | 2392.59 |  |  |  | 2392.59
30557 | 30557 | Over 200 m².................................................................................................................................................................................................................................. | [26 empty] | 3,800.93 |  | 30557 |  |  | 30557 | 3,800.93 | 3800.93 |  |  |  | 3800.93
Measurement of circuit : -
Per way
30558 | 30558 | Measurement of current, single phase current............................................................................................................................................................................. | [26 empty] | 85.73 |  | 30558 |  |  | 30558 | 85.73 | 85.73 |  |  |  | 85.73
30559 | 30559 | Measurement of current, three phases current, not exceeding 400A ......................................................................................................................................... | [26 empty] | 120.13 |  | 30559 |  |  | 30559 | 120.13 | 120.13 |  |  |  | 120.13
30560 | 30560 | Measurement of current, three phases current, exceeding 400A ............................................................................................................................................... | [26 empty] | 132.48 |  | 30560 |  |  | 30560 | 132.48 | 132.48 |  |  |  | 132.48
30/39
30 | 30 | ELECTRICAL INSTALLATION - MISCELLANEOUS | [16 empty] | 30
| Item | Item
TESTING (CONT'D)
(Note : The following items are not applicable for new installation. It will only be paid for testing on existing installation if
| ordered by the Maintenance Surveyor in writing.) | [12 empty] | Rate
Testing of each emergency lighting : -
A
| Per item |  |  | $
30561 | 30561 | Testing and provision of written report of emergency lighting fitting including a discharge test to the central battery, for a
minute at the 10-hour discharge rate according to the Fire Services Departments latest requirements for Minimum Fire
Service Installation and Equipment and Inspection, Testing and Maintenance of Installation and Equipment published by Fire
| Services Department and all amendment subsequent thereto issued prior to the date of tendering.......................................................................................... | [27 empty] | 125.15 |  | 30561 |  |  | 30561 | 125.15 | 125.15 |  |  |  | 125.15
30562 | 30562 | Testing and provision of written report of single battery emergency lighting fitting including testing of self contained battery
according to Fire Services Departments latest requirements for Minimum Fire Service Installation and self contained battery
Inspection, Testing and Maintenance of Installation and Equipment published by Fire Services Department
| and all amendment subsequent thereto issued prior to the date of tendering............................................................................................................................. | [27 empty] | 106.31 |  | 30562 |  |  | 30562 | 106.31 | 106.31 |  |  |  | 106.31
30563 | 30563 | Inspection of emergency lighting by registered fire service contractor...................................................................................................................................... | [26 empty] | 78.87 |  | 30563 |  |  | 30563 | 78.87 | 78.87 |  |  |  | 78.87
30564 | 30564 | Issue of FS251 on certification of emergency lighting installation............................................................................................................................................. | [26 empty] | 1,703.77 |  | 30564 |  |  | 30564 | 1,703.77 | 1703.77 |  |  |  | 1703.77
30/40
30 | 30 | ELECTRICAL INSTALLATION - MISCELLANEOUS | [16 empty] | 30
| Item | Item
| MISCELLANEOUS | [5 empty] | Take | [18 empty] | Take
| Supply | [22 empty] | down |  | down |  |  | Fix
| and | [22 empty] | and |  | and set |  |  | only
| Isolating transformer comply with IEC 60076, including submission of test | [16 empty] | fix | [5 empty] | clear |  | aside for
| certificates : - |  |  |  |  | away | [19 empty] | re-use
| A | [22 empty] | B |  | C |  |  | D
| Each |  |  | $ | [19 empty] | $ |  | $ |  |  | $
30565 | 30565 | Not exceeding 5 kVA.............................................................................................................................................................. | [18 empty] | 10,890.22 |  |  | 646.70 |  |  | 808.49 |  | 2,418.71 |  | 30565 |  |  | 30565 | 10,890.22 646.70 808.49 2,418.71 | 10890.22 | 646.7 | 808.49 | 2418.71 | 10890.22 | 646.7 | 808.49 | 2418.71
30566 | 30566 | 5 - 25 kVA............................................................................................................................................................................... | [18 empty] | 29,481.22 |  |  | 966.40 |  |  | 1,205.79 |  | 3,616.47 |  | 30566 |  |  | 30566 | 29,481.22 966.40 1,205.79 3,616.47 | 29481.22 | 966.4 | 1205.79 | 3616.47 | 29481.22 | 966.4 | 1205.79 | 3616.47
30567 | 30567 | 25 - 50 kVA............................................................................................................................................................................. | [18 empty] | 50,206.77 |  |  | 1,458.40 |  |  | 1,822.50 |  | 5,651.26 |  | 30567 |  |  | 30567 | 50,206.77 1,458.40 1,822.50 5,651.26 | 50206.77 | 1458.4 | 1822.5 | 5651.26 | 50206.77 | 1458.4 | 1822.5 | 5651.26
30568 | 30568 | 50 - 100 kVA........................................................................................................................................................................... | [18 empty] | 65,226.33 |  |  | 1,914.01 |  |  | 2,390.00 |  | 7,269.03 |  | 30568 |  |  | 30568 | 65,226.33 1,914.01 2,390.00 7,269.03 | 65226.33 | 1914.01 | 2390 | 7269.03 | 65226.33 | 1914.01 | 2390 | 7269.03
30569 | 30569 | Add to last item for each additional 50 kVA or part thereof ................................................................................................. | [18 empty] | 15,914.97 |  |  | 485.49 |  |  | 607.14 |  | 1,821.98 |  | 30569 |  |  | 30569 | 15,914.97 485.49 607.14 1,821.98 | 15914.97 | 485.49 | 607.14 | 1821.98 | 15914.97 | 485.49 | 607.14 | 1821.98
Active harmonic filter
Active harmonic filter c/w current transformer, wiring and all necessary accessories;
with total rms current rating (Arms) rating up to : -
Each
30570 | 30570 | 50A.......................................................................................................................................................................................... | [18 empty] | 84,607.94 |  |  | 1,480.09 |  |  | 1,965.32 |  | 2,940.73 |  | 30570 |  |  | 30570 | 84,607.94 1,480.09 1,965.32 2,940.73 | 84607.94 | 1480.09 | 1965.32 | 2940.73 | 84607.94 | 1480.09 | 1965.32 | 2940.73
30571 | 30571 | 100A........................................................................................................................................................................................ | [18 empty] | 11,611.97 |  |  | 1,959.26 |  |  | 2,452.18 |  | 3,777.82 |  | 30571 |  |  | 30571 | 11,611.97 1,959.26 2,452.18 3,777.82 | 11611.97 | 1959.26 | 2452.18 | 3777.82 | 11611.97 | 1959.26 | 2452.18 | 3777.82
(The actual rate should be : $116,119.70 for Item 30571A)
30572 | 30572 | 300A........................................................................................................................................................................................ | [18 empty] | 34,704.60 |  |  | 2,204.48 |  |  | 3,193.39 |  | 4,265.02 |  | 30572 |  |  | 30572 | 34,704.60 2,204.48 3,193.39 4,265.02 | 34704.6 | 2204.48 | 3193.39 | 4265.02 | 34704.6 | 2204.48 | 3193.39 | 4265.02
(The actual rate should be : $347,046.00 for Item 30572A)
Surge protection device
Surge protection device c/w necessary cable and wiring, which shall be capable of
diverting the following current levels : -
Each
30573 | 30573 | 80A/ 120A/ 160A per phase................................................................................................................................................... | [18 empty] | 9,131.26 |  |  | 62.36 |  |  | 102.70 |  | 120.40 |  | 30573 |  |  | 30573 | 9,131.26 62.36 102.70 120.40 | 9131.26 | 62.36 | 102.7 | 120.4 | 9131.26 | 62.36 | 102.7 | 120.4
30574 | 30574 | 200A/ 240A/ 360A/ 480A per phase...................................................................................................................................... | [18 empty] | 9,709.21 |  |  | 62.36 |  |  | 102.70 |  | 143.04 |  | 30574 |  |  | 30574 | 9,709.21 62.36 102.70 143.04 | 9709.21 | 62.36 | 102.7 | 143.04 | 9709.21 | 62.36 | 102.7 | 143.04
30575 | 30575 | 600A/ 720A per phase............................................................................................................................................................ | [18 empty] | 12,682.58 |  |  | 124.63 |  |  | 146.64 |  | 178.72 |  | 30575 |  |  | 30575 | 12,682.58 124.63 146.64 178.72 | 12682.58 | 124.63 | 146.64 | 178.72 | 12682.58 | 124.63 | 146.64 | 178.72
30576 | 30576 | 960A per phase........................................................................................................................................................................ | [18 empty] | 16,424.05 |  |  | 178.21 |  |  | 222.90 |  | 245.00 |  | 30576 |  |  | 30576 | 16,424.05 178.21 222.90 245.00 | 16424.05 | 178.21 | 222.9 | 245 | 16424.05 | 178.21 | 222.9 | 245
30/41
30 | 30 | ELECTRICAL INSTALLATION - MISCELLANEOUS | [16 empty] | 30
| Item | Item
MISCELLANEOUS (CONT'D)
| Take | [24 empty] | Take
| Supply | [22 empty] | down |  | down |  |  | Fix
| Electronic power meter c/w current transformer (all types), wiring for sampling | [16 empty] | and | [5 empty] | and |  | and set |  |  | only
| current & voltage supply sources, power point with spur/ connection unit and | [16 empty] | fix | [5 empty] | clear |  | aside for
| all necessary accessories, using in circuit current rating up to : - | [14 empty] | away | [9 empty] | re-use
| A | [22 empty] | B |  | C |  |  | D
| Each |  |  | $ | [19 empty] | $ |  | $ |  |  | $
30577 | 30577 | 60A/ 100A............................................................................................................................................................................... | [18 empty] | 20,859.14 |  |  | 1,247.31 |  |  | 1,730.38 |  | 1,904.70 |  | 30577 |  |  | 30577 | 20,859.14 1,247.31 1,730.38 1,904.70 | 20859.14 | 1247.31 | 1730.38 | 1904.7 | 20859.14 | 1247.31 | 1730.38 | 1904.7
30578 | 30578 | 200A........................................................................................................................................................................................ | [18 empty] | 23,304.24 |  |  | 1,247.31 |  |  | 1,730.38 |  | 1,904.70 |  | 30578 |  |  | 30578 | 23,304.24 1,247.31 1,730.38 1,904.70 | 23304.24 | 1247.31 | 1730.38 | 1904.7 | 23304.24 | 1247.31 | 1730.38 | 1904.7
30579 | 30579 | 400A/ 600A/ 800A.................................................................................................................................................................. | [18 empty] | 25,983.42 |  |  | 1,493.42 |  |  | 2,231.66 |  | 2,372.49 |  | 30579 |  |  | 30579 | 25,983.42 1,493.42 2,231.66 2,372.49 | 25983.42 | 1493.42 | 2231.66 | 2372.49 | 25983.42 | 1493.42 | 2231.66 | 2372.49
30580 | 30580 | 1000A/ 1600A/ 2250A........................................................................................................................................................... | [18 empty] | 28,467.72 |  |  | 1,850.39 |  |  | 2,466.85 |  | 2,975.55 |  | 30580 |  |  | 30580 | 28,467.72 1,850.39 2,466.85 2,975.55 | 28467.72 | 1850.39 | 2466.85 | 2975.55 | 28467.72 | 1850.39 | 2466.85 | 2975.55
Ceiling rose and connector : -
Each
30581 | 30581 | Ceiling rose surface 2 or 3 terminal cordgrip pattern............................................................................................................. | [18 empty] | 48.27 |  |  | 7.66 |  |  | 9.19 |  | 23.66 |  | 30581 |  |  | 30581 | 48.27 7.66 9.19 23.66 | 48.27 | 7.66 | 9.19 | 23.66 | 48.27 | 7.66 | 9.19 | 23.66
30582 | 30582 | Ditto, small cap type............................................................................................................................................................... | [18 empty] | 37.86 |  |  | 6.03 |  |  | 7.48 |  | 22.88 |  | 30582 |  |  | 30582 | 37.86 6.03 7.48 22.88 | 37.86 | 6.03 | 7.48 | 22.88 | 37.86 | 6.03 | 7.48 | 22.88
30583 | 30583 | Connector porcelain, single way............................................................................................................................................. | [18 empty] | 8.11 |  |  | 1.02 |  |  | 1.25 |  | 3.04 |  | 30583 |  |  | 30583 | 8.11 1.02 1.25 3.04 | 8.11 | 1.02 | 1.25 | 3.04 | 8.11 | 1.02 | 1.25 | 3.04
30584 | 30584 | Connector porcelain, double way........................................................................................................................................... | [18 empty] | 9.15 |  |  | 1.02 |  |  | 1.25 |  | 3.04 |  | 30584 |  |  | 30584 | 9.15 1.02 1.25 3.04 | 9.15 | 1.02 | 1.25 | 3.04 | 9.15 | 1.02 | 1.25 | 3.04
Per way
30585 | 30585 | Connector moulded with non-rotable tinned brass inserts 5 - 10A....................................................................................... | [18 empty] | 3.33 |  |  | 0.38 |  |  | 0.46 |  | 1.16 |  | 30585 |  |  | 30585 | 3.33 0.38 0.46 1.16 | 3.33 | 0.38 | 0.46 | 1.16 | 3.33 | 0.38 | 0.46 | 1.16
30586 | 30586 | Ditto, 15 - 30A........................................................................................................................................................................ | [18 empty] | 4.05 |  |  | 0.38 |  |  | 0.46 |  | 1.16 |  | 30586 |  |  | 30586 | 4.05 0.38 0.46 1.16 | 4.05 | 0.38 | 0.46 | 1.16 | 4.05 | 0.38 | 0.46 | 1.16
30/42
30 | 30 | ELECTRICAL INSTALLATION - MISCELLANEOUS | [16 empty] | 30
| Item | Item
| MISCELLANEOUS (CONT'D) | [9 empty] | Take | [14 empty] | Take
| Supply | [22 empty] | down |  | down |  |  | Fix
| and | [22 empty] | and |  | and set |  |  | only
| Sundries : - |  |  |  | fix | [18 empty] | clear |  | aside for
| away | [24 empty] | re-use
| A | [22 empty] | B |  | C |  |  | D
| Each |  |  | $ | [19 empty] | $ |  | $ |  |  | $
30587 | 30587 | Provision of framed as-built drawing/ safety instruction/ operation instruction in an aluminium
| frame suitable for A2 size paper c/w 3 mm thick clear plastic front sheet & wooden back plate........................................ | [19 empty] | 835.07 |  |  | 9.79 |  |  | 11.98 |  | 30.45 |  | 30587 |  |  | 30587 | 835.07 9.79 11.98 30.45 | 835.07 | 9.79 | 11.98 | 30.45 | 835.07 | 9.79 | 11.98 | 30.45
30588 | 30588 | Ditto, for A3 size paper........................................................................................................................................................... | [18 empty] | 715.75 |  |  | 7.39 |  |  | 8.91 |  | 22.92 |  | 30588 |  |  | 30588 | 715.75 7.39 8.91 22.92 | 715.75 | 7.39 | 8.91 | 22.92 | 715.75 | 7.39 | 8.91 | 22.92
30589 | 30589 | Numbered ferrule for 1 core PVC cable per way................................................................................................................... | [18 empty] | 14.23 |  |  | 2.55 |  |  | - |  | 10.03 |  | 30589 |  |  | 30589 | 14.23 2.55 - 10.03 | 14.23 | 2.55 | #VALUE! | 10.03 | 14.23 | 2.55 | - | 10.03
30590 | 30590 | Label for distribution board per way...................................................................................................................................... | [18 empty] | 8.54 |  |  | 0.86 |  |  | 0.95 |  | 1.96 |  | 30590 |  |  | 30590 | 8.54 0.86 0.95 1.96 | 8.54 | 0.86 | 0.95 | 1.96 | 8.54 | 0.86 | 0.95 | 1.96
30591 | 30591 | Adhesive circuitry label at least 4mm in height showing circuit numbers............................................................................ | [18 empty] | 1.37 |  |  | 0.35 |  |  | 0.37 |  | 0.80 |  | 30591 |  |  | 30591 | 1.37 0.35 0.37 0.80 | 1.37 | 0.35 | 0.37 | 0.8 | 1.37 | 0.35 | 0.37 | 0.8
30592 | 30592 | Traffolyte type warning notice for switch room, size 300 x 150 mm.................................................................................... | [18 empty] | 137.64 |  |  | 4.88 |  |  | 6.12 |  | 17.33 |  | 30592 |  |  | 30592 | 137.64 4.88 6.12 17.33 | 137.64 | 4.88 | 6.12 | 17.33 | 137.64 | 4.88 | 6.12 | 17.33
30593 | 30593 | Traffolyte type label with engraved English and Chinese lettering, size up to 0.002 m²...................................................... | [18 empty] | 7.78 |  |  | 0.86 |  |  | 1.11 |  | 2.90 |  | 30593 |  |  | 30593 | 7.78 0.86 1.11 2.90 | 7.78 | 0.86 | 1.11 | 2.9 | 7.78 | 0.86 | 1.11 | 2.9
30594 | 30594 | Traffolyte type label with engraved English and Chinese lettering, size 0.002 - 0.006 m².................................................. | [18 empty] | 16.95 |  |  | 0.86 |  |  | 1.11 |  | 2.90 |  | 30594 |  |  | 30594 | 16.95 0.86 1.11 2.90 | 16.95 | 0.86 | 1.11 | 2.9 | 16.95 | 0.86 | 1.11 | 2.9
30595 | 30595 | Warning label for different cable colour code........................................................................................................................ | [18 empty] | 78.33 |  |  | 4.88 |  |  | 6.12 |  | 17.33 |  | 30595 |  |  | 30595 | 78.33 4.88 6.12 17.33 | 78.33 | 4.88 | 6.12 | 17.33 | 78.33 | 4.88 | 6.12 | 17.33
30596 | 30596 | Label on next date of Periodic Inspection and Testing.......................................................................................................... | [18 empty] | 38.73 |  |  | 0.86 |  |  | 1.11 |  | 2.90 |  | 30596 |  |  | 30596 | 38.73 0.86 1.11 2.90 | 38.73 | 0.86 | 1.11 | 2.9 | 38.73 | 0.86 | 1.11 | 2.9
30597 | 30597 | Label on testing of residual current device............................................................................................................................. | [18 empty] | 25.85 |  |  | 0.86 |  |  | 1.11 |  | 2.90 |  | 30597 |  |  | 30597 | 25.85 0.86 1.11 2.90 | 25.85 | 0.86 | 1.11 | 2.9 | 25.85 | 0.86 | 1.11 | 2.9
Motor starter D.O.L. T.P. with enclosure : -
Each
30598 | 30598 | 15/ 30A.................................................................................................................................................................................... | [18 empty] | 626.67 |  |  | 16.05 |  |  | 20.11 |  | 61.61 |  | 30598 |  |  | 30598 | 626.67 16.05 20.11 61.61 | 626.67 | 16.05 | 20.11 | 61.61 | 626.67 | 16.05 | 20.11 | 61.61
30599 | 30599 | 45A.......................................................................................................................................................................................... | [18 empty] | 1,085.45 |  |  | 19.58 |  |  | 23.91 |  | 75.00 |  | 30599 |  |  | 30599 | 1,085.45 19.58 23.91 75.00 | 1085.45 | 19.58 | 23.91 | 75 | 1085.45 | 19.58 | 23.91 | 75
30600 | 30600 | 60A.......................................................................................................................................................................................... | [18 empty] | 1,266.53 |  |  | 20.74 |  |  | 26.08 |  | 79.56 |  | 30600 |  |  | 30600 | 1,266.53 20.74 26.08 79.56 | 1266.53 | 20.74 | 26.08 | 79.56 | 1266.53 | 20.74 | 26.08 | 79.56
30601 | 30601 | Packing gland for circular P.V.C. or T.R.S. flexible cord (1 mm² or 1.5 mm²) brass,
| with compression ring as required ......................................................................................................................................... | [19 empty] | 16.70 |  |  | 0.25 |  |  | 0.38 |  | 1.19 |  | 30601 |  |  | 30601 | 16.70 0.25 0.38 1.19 | 16.7 | 0.25 | 0.38 | 1.19 | 16.7 | 0.25 | 0.38 | 1.19
Heat-shrunk corrosion protection sleeve standard length 450 mm suitable for pipe
size of : -
Per piece
30602 | 30602 | 150/ 104 mm........................................................................................................................................................................... | [18 empty] | 568.97 |  |  | 13.45 |  |  | 16.70 |  | 51.14 |  | 30602 |  |  | 30602 | 568.97 13.45 16.70 51.14 | 568.97 | 13.45 | 16.7 | 51.14 | 568.97 | 13.45 | 16.7 | 51.14
30603 | 30603 | 165/ 127 mm........................................................................................................................................................................... | [18 empty] | 627.12 |  |  | 14.56 |  |  | 18.35 |  | 56.09 |  | 30603 |  |  | 30603 | 627.12 14.56 18.35 56.09 | 627.12 | 14.56 | 18.35 | 56.09 | 627.12 | 14.56 | 18.35 | 56.09
30604 | 30604 | 196/ 140 mm........................................................................................................................................................................... | [18 empty] | 682.98 |  |  | 15.66 |  |  | 19.45 |  | 60.36 |  | 30604 |  |  | 30604 | 682.98 15.66 19.45 60.36 | 682.98 | 15.66 | 19.45 | 60.36 | 682.98 | 15.66 | 19.45 | 60.36
30605 | 30605 | 255/ 150 mm........................................................................................................................................................................... | [18 empty] | 721.24 |  |  | 16.78 |  |  | 21.19 |  | 63.77 |  | 30605 |  |  | 30605 | 721.24 16.78 21.19 63.77 | 721.24 | 16.78 | 21.19 | 63.77 | 721.24 | 16.78 | 21.19 | 63.77
30606 | 30606 | 300/ 210 mm........................................................................................................................................................................... | [18 empty] | 746.54 |  |  | 17.38 |  |  | 21.74 |  | 66.24 |  | 30606 |  |  | 30606 | 746.54 17.38 21.74 66.24 | 746.54 | 17.38 | 21.74 | 66.24 | 746.54 | 17.38 | 21.74 | 66.24
30/43
30 | 30 | ELECTRICAL INSTALLATION - MISCELLANEOUS | [16 empty] | 30
| Item | Item
| MISCELLANEOUS (CONT'D) | [9 empty] | Take | [14 empty] | Take
| Supply | [22 empty] | down |  | down |  |  | Fix
| and | [22 empty] | and |  | and set |  |  | only
| Auto transformer : - |  |  |  |  | fix | [17 empty] | clear |  | aside for
| away | [24 empty] | re-use
| A | [22 empty] | B |  | C |  |  | D
| Each |  |  | $ | [19 empty] | $ |  | $ |  |  | $
30607 | 30607 | Auto transformer 15 kVA, single phase, 50 Hz, with 400/ 260/ 240/ 220V tappings.......................................................... | [18 empty] | 12,070.19 |  |  | 63.92 |  |  | 80.06 |  | 248.13 |  | 30607 |  |  | 30607 | 12,070.19 63.92 80.06 248.13 | 12070.19 | 63.92 | 80.06 | 248.13 | 12070.19 | 63.92 | 80.06 | 248.13
30608 | 30608 | Auto transformer 25 kVA, single phase, 50 Hz, with 400/ 260/ 240/ 220V tappings.......................................................... | [18 empty] | 16,750.01 |  |  | 63.92 |  |  | 80.06 |  | 248.13 |  | 30608 |  |  | 30608 | 16,750.01 63.92 80.06 248.13 | 16750.01 | 63.92 | 80.06 | 248.13 | 16750.01 | 63.92 | 80.06 | 248.13
30609 | 30609 | Auto transformer 45 kVA, three phases, 50 Hz, with 600/ 420/ 400/ 380/ 346V tappings.................................................. | [18 empty] | 23,742.03 |  |  | 69.94 |  |  | 87.39 |  | 270.63 |  | 30609 |  |  | 30609 | 23,742.03 69.94 87.39 270.63 | 23742.03 | 69.94 | 87.39 | 270.63 | 23742.03 | 69.94 | 87.39 | 270.63
Weatherproof stainless steel grade 316 metal box/ chamber other than those item
explicitly specified for housing electrical instrument, switches, relays, socket outlets,
MCB units etc. with minimum thickness 1.6 mm for casing and 2 mm for front
panel, and with hinged cover, lock and handle, viewing glass. Square or rectangular
pattern, including all bends, ends, inlets, junctions, connections, flanged joints and
the like of the following sizes in volume: -
Each
30610 | 30610 | Not exceeding 0.005 m³.......................................................................................................................................................... | [18 empty] | 788.54 |  |  | 69.52 |  |  | 116.01 |  | 138.78 |  | 30610 |  |  | 30610 | 788.54 69.52 116.01 138.78 | 788.54 | 69.52 | 116.01 | 138.78 | 788.54 | 69.52 | 116.01 | 138.78
30611 | 30611 | 0.005 m³ - 0.01 m³................................................................................................................................................................... | [18 empty] | 880.10 |  |  | 69.52 |  |  | 116.01 |  | 138.78 |  | 30611 |  |  | 30611 | 880.10 69.52 116.01 138.78 | 880.1 | 69.52 | 116.01 | 138.78 | 880.1 | 69.52 | 116.01 | 138.78
30612 | 30612 | 0.01 m³ - 0.03 m³..................................................................................................................................................................... | [18 empty] | 1,303.83 |  |  | 69.52 |  |  | 116.01 |  | 138.78 |  | 30612 |  |  | 30612 | 1,303.83 69.52 116.01 138.78 | 1303.83 | 69.52 | 116.01 | 138.78 | 1303.83 | 69.52 | 116.01 | 138.78
30613 | 30613 | 0.03 m³ - 0.05 m³..................................................................................................................................................................... | [18 empty] | 1,856.44 |  |  | 115.59 |  |  | 147.97 |  | 183.93 |  | 30613 |  |  | 30613 | 1,856.44 115.59 147.97 183.93 | 1856.44 | 115.59 | 147.97 | 183.93 | 1856.44 | 115.59 | 147.97 | 183.93
30614 | 30614 | 0.05 m³ - 0.1 m³....................................................................................................................................................................... | [18 empty] | 2,374.27 |  |  | 115.59 |  |  | 147.97 |  | 183.93 |  | 30614 |  |  | 30614 | 2,374.27 115.59 147.97 183.93 | 2374.27 | 115.59 | 147.97 | 183.93 | 2374.27 | 115.59 | 147.97 | 183.93
30615 | 30615 | 0.1 m³ - 0.3 m³......................................................................................................................................................................... | [18 empty] | 5,822.16 |  |  | 183.93 |  |  | 231.93 |  | 252.19 |  | 30615 |  |  | 30615 | 5,822.16 183.93 231.93 252.19 | 5822.16 | 183.93 | 231.93 | 252.19 | 5822.16 | 183.93 | 231.93 | 252.19
Galvanized sheet metal box/ chamber other than those items explicitly specified for
housing electrical instrument, switches, relays, socket outlets, MCB units etc. with
minimum thickness 1.6 mm for casing and 2 mm for front panel, and with hinged
cover, lock and handle, viewing glass, painted overall where necessary. Square or
rectangular pattern, including all bends, ends, inlets, junctions, connections, flanged
joints and the like of the following sizes in volume : -
Each
30616 | 30616 | Not exceeding 0.005 m³.......................................................................................................................................................... | [18 empty] | 291.74 |  |  | 11.12 |  |  | 13.94 |  | 41.80 |  | 30616 |  |  | 30616 | 291.74 11.12 13.94 41.80 | 291.74 | 11.12 | 13.94 | 41.8 | 291.74 | 11.12 | 13.94 | 41.8
30617 | 30617 | 0.005 m³ - 0.01 m³................................................................................................................................................................... | [18 empty] | 320.24 |  |  | 11.12 |  |  | 13.94 |  | 41.80 |  | 30617 |  |  | 30617 | 320.24 11.12 13.94 41.80 | 320.24 | 11.12 | 13.94 | 41.8 | 320.24 | 11.12 | 13.94 | 41.8
30618 | 30618 | 0.01 m³ - 0.03 m³..................................................................................................................................................................... | [18 empty] | 398.94 |  |  | 13.35 |  |  | 17.33 |  | 51.32 |  | 30618 |  |  | 30618 | 398.94 13.35 17.33 51.32 | 398.94 | 13.35 | 17.33 | 51.32 | 398.94 | 13.35 | 17.33 | 51.32
30619 | 30619 | 0.03 m³ - 0.05 m³..................................................................................................................................................................... | [18 empty] | 613.76 |  |  | 16.84 |  |  | 21.04 |  | 63.58 |  | 30619 |  |  | 30619 | 613.76 16.84 21.04 63.58 | 613.76 | 16.84 | 21.04 | 63.58 | 613.76 | 16.84 | 21.04 | 63.58
30620 | 30620 | 0.05 m³ - 0.1 m³....................................................................................................................................................................... | [18 empty] | 867.61 |  |  | 19.38 |  |  | 24.39 |  | 74.13 |  | 30620 |  |  | 30620 | 867.61 19.38 24.39 74.13 | 867.61 | 19.38 | 24.39 | 74.13 | 867.61 | 19.38 | 24.39 | 74.13
30621 | 30621 | 0.1 m³ - 0.3 m³......................................................................................................................................................................... | [18 empty] | 1,899.87 |  |  | 27.90 |  |  | 35.12 |  | 106.35 |  | 30621 |  |  | 30621 | 1,899.87 27.90 35.12 106.35 | 1899.87 | 27.9 | 35.12 | 106.35 | 1899.87 | 27.9 | 35.12 | 106.35
30/44
30 | 30 | ELECTRICAL INSTALLATION - MISCELLANEOUS | [16 empty] | 30
| Item | Item
MISCELLANEOUS (CONT'D)
| Take | [24 empty] | Take
| Weather proof galvanized sheet metal box/ chamber other than those items explicitly | [17 empty] | Supply |  |  |  |  | down |  | down |  |  | Fix
| specified for housing electrical instrument, switches, relays, socket outlets, MCB units | [17 empty] | and |  |  |  |  | and |  | and set |  |  | only
| etc. with minimum thickness 1.6 mm for casing and 2 mm for front panel, and with | [17 empty] | fix |  |  |  |  | clear |  | aside for
| hinged cover, lock and handle, viewing glass, painted overall where necessary. | [16 empty] | away | [7 empty] | re-use
Square or rectangular pattern, including all bends, ends, inlets, junctions,
connections, flanged joints and the like of the following sizes in volume : -
| A | [22 empty] | B |  | C |  |  | D
| Each |  |  | $ | [19 empty] | $ |  | $ |  |  | $
30622 | 30622 | Not exceeding 0.005 m³.......................................................................................................................................................... | [18 empty] | 402.81 |  |  | 69.52 |  |  | 116.01 |  | 138.78 |  | 30622 |  |  | 30622 | 402.81 69.52 116.01 138.78 | 402.81 | 69.52 | 116.01 | 138.78 | 402.81 | 69.52 | 116.01 | 138.78
30623 | 30623 | 0.005 m³ - 0.01 m³................................................................................................................................................................... | [18 empty] | 440.22 |  |  | 69.52 |  |  | 116.01 |  | 138.78 |  | 30623 |  |  | 30623 | 440.22 69.52 116.01 138.78 | 440.22 | 69.52 | 116.01 | 138.78 | 440.22 | 69.52 | 116.01 | 138.78
30624 | 30624 | 0.01 m³ - 0.03 m³..................................................................................................................................................................... | [18 empty] | 604.98 |  |  | 69.52 |  |  | 116.01 |  | 138.78 |  | 30624 |  |  | 30624 | 604.98 69.52 116.01 138.78 | 604.98 | 69.52 | 116.01 | 138.78 | 604.98 | 69.52 | 116.01 | 138.78
30625 | 30625 | 0.03 m³ - 0.05 m³..................................................................................................................................................................... | [18 empty] | 852.62 |  |  | 115.59 |  |  | 147.97 |  | 183.93 |  | 30625 |  |  | 30625 | 852.62 115.59 147.97 183.93 | 852.62 | 115.59 | 147.97 | 183.93 | 852.62 | 115.59 | 147.97 | 183.93
30626 | 30626 | 0.05 m³ - 0.1 m³....................................................................................................................................................................... | [18 empty] | 1,063.85 |  |  | 115.59 |  |  | 147.97 |  | 183.93 |  | 30626 |  |  | 30626 | 1,063.85 115.59 147.97 183.93 | 1063.85 | 115.59 | 147.97 | 183.93 | 1063.85 | 115.59 | 147.97 | 183.93
30627 | 30627 | 0.1 m³ - 0.3 m³......................................................................................................................................................................... | [18 empty] | 2,508.98 |  |  | 183.93 |  |  | 231.93 |  | 252.19 |  | 30627 |  |  | 30627 | 2,508.98 183.93 231.93 252.19 | 2508.98 | 183.93 | 231.93 | 252.19 | 2508.98 | 183.93 | 231.93 | 252.19
Emergency call system : -
Each
30628 | 30628 | Emergency call panel, c/w emergency call button, metal case, weatherproof indication panel integrated
with indicating lamp, buzzer unit, mute switch, reset switch, timer for auto-mute of buzzer unit,
| lamp test button, transformer, conduit and wiring................................................................................................................. | [19 empty] | 4,830.09 |  |  | 101.49 |  |  | 117.46 |  | 527.83 |  | 30628 |  |  | 30628 | 4,830.09 101.49 117.46 527.83 | 4830.09 | 101.49 | 117.46 | 527.83 | 4830.09 | 101.49 | 117.46 | 527.83
30629 | 30629 | Emergency call button c/w relay and accessories connected to emergency call panel.......................................................... | [18 empty] | 519.65 |  |  | 80.57 |  |  | 85.12 |  | 176.03 |  | 30629 |  |  | 30629 | 519.65 80.57 85.12 176.03 | 519.65 | 80.57 | 85.12 | 176.03 | 519.65 | 80.57 | 85.12 | 176.03
30630 | 30630 | Additional repeater panel connected to emergency call panel to receive repeated signals, c/w
metal case, weatherproof indication panel integrated with indicating lamp, buzzer unit, mute switch,
| reset switch, timer for auto-mute of buzzer unit, lamp test button, transformer, conduit and wiring................................... | [19 empty] | 3,542.15 |  |  | 84.84 |  |  | 90.67 |  | 328.98 |  | 30630 |  |  | 30630 | 3,542.15 84.84 90.67 328.98 | 3542.15 | 84.84 | 90.67 | 328.98 | 3542.15 | 84.84 | 90.67 | 328.98
30631 | 30631 | Additional 1 emergency call panel connected to emergency call repeater panel,
| including necessary relay, indicating lamp, wiring and accessories...................................................................................... | [19 empty] | 3,039.43 |  |  | 81.15 |  |  | 106.62 |  | 214.28 |  | 30631 |  |  | 30631 | 3,039.43 81.15 106.62 214.28 | 3039.43 | 81.15 | 106.62 | 214.28 | 3039.43 | 81.15 | 106.62 | 214.28
30/45
30 | 30 | ELECTRICAL INSTALLATION - MISCELLANEOUS | [16 empty] | 30
| Item | Item
MISCELLANEOUS (CONT'D)
Buildings Energy Efficiency Ordinance (BEEO) Submission
All lighting installations, unless otherwise specified, in a prescribed building should be assessed in accordance
with the energy efficient requirements, for the premises in accordance with the requirements as specified in the
latest edition of Code of Practice for Energy Efficiency of Building Services Installation (Building Energy Code
| or BEC in abbreviation), preparation and completion of the installation summaries and worksheets, including but | [19 empty] | Rate
not limited to Form EE-LG, LG-G, LG-1 and LG-2 as required by the BEEO and to coordinate with the Registered
Energy Assessor for submission.
Type of premises : Prison; Fire Station; Judiciary Building; Police Station; Correctional Institution;
Government Offices Building : -
The Area as below is independent on total floor area of superstructures inclusive of ancillary buildings within the
building complex of the premises specified in the Works Order:
A
| Per item |  |  | $
30632 | 30632 | Not exceeding 1000 m²................................................................................................................................................................................................................ | [26 empty] | 46,048.83 |  | 30632 |  |  | 30632 | 46,048.83 | 46048.83 |  |  |  | 46048.83
30633 | 30633 | Exceeding 1000 m² but not exceeding 2000 m².......................................................................................................................................................................... | [26 empty] | 64,468.36 |  | 30633 |  |  | 30633 | 64,468.36 | 64468.36 |  |  |  | 64468.36
30634 | 30634 | Exceeding 2000 m² but not exceeding 3000 m².......................................................................................................................................................................... | [26 empty] | 73,678.13 |  | 30634 |  |  | 30634 | 73,678.13 | 73678.13 |  |  |  | 73678.13
30635 | 30635 | Exceeding 3000 m²....................................................................................................................................................................................................................... | [26 empty] | 11,051.72 |  | 30635 |  |  | 30635 | 11,051.72 | 11051.72 |  |  |  | 11051.72
(The actual rate should be : $110,517.20 for Item 30635A)
Type of premises : Hospital/ Health Care Building :-
The Area as below is independent on total floor area of superstructures inclusive of ancillary buildings within the
building complex of the premises specified in the Works Order:
Per item
30636 | 30636 | Not exceeding 1000 m²................................................................................................................................................................................................................ | [26 empty] | 48,351.28 |  | 30636 |  |  | 30636 | 48,351.28 | 48351.28 |  |  |  | 48351.28
30637 | 30637 | Exceeding 1000 m² but not exceeding 2000 m².......................................................................................................................................................................... | [26 empty] | 67,691.78 |  | 30637 |  |  | 30637 | 67,691.78 | 67691.78 |  |  |  | 67691.78
30638 | 30638 | Exceeding 2000 m² but not exceeding 3000 m².......................................................................................................................................................................... | [26 empty] | 77,362.04 |  | 30638 |  |  | 30638 | 77,362.04 | 77362.04 |  |  |  | 77362.04
30639 | 30639 | Exceeding 3000 m²....................................................................................................................................................................................................................... | [26 empty] | 11,604.31 |  | 30639 |  |  | 30639 | 11,604.31 | 11604.31 |  |  |  | 11604.31
(The actual rate should be : $116,043.10 for Item 30639A)
30/46
30 | 30 | ELECTRICAL INSTALLATION - MISCELLANEOUS | [16 empty] | 30
| Item | Item
MISCELLANEOUS (CONT'D)
Buildings Energy Efficiency Ordinance (BEEO) Submission (Cont'd)
Rate
Type of premises : District Open Space/ Park (with Toilet Block, Service Block and Fountain);
District Open Space/ Park (with Toilet Block and Service Block); District Open Space/ Park (with Toilet Block only);
Library; Indoor Games Hall; Indoor Swimming Pool; Sport Ground/ Stadium; School with Noise Abatement;
School with No Noise Abatement :-
The Area as below is independent on total floor area of superstructures inclusive of ancillary buildings within the
building complex of the premises specified in the Works Order:
A
| Per item |  |  | $
30640 | 30640 | Not exceeding 1000 m²................................................................................................................................................................................................................ | [26 empty] | 47,430.30 |  | 30640 |  |  | 30640 | 47,430.30 | 47430.3 |  |  |  | 47430.3
30641 | 30641 | Exceeding 1000 m² but not exceeding 2000 m².......................................................................................................................................................................... | [26 empty] | 66,402.42 |  | 30641 |  |  | 30641 | 66,402.42 | 66402.42 |  |  |  | 66402.42
30642 | 30642 | Exceeding 2000 m² but not exceeding 3000 m².......................................................................................................................................................................... | [26 empty] | 75,888.47 |  | 30642 |  |  | 30642 | 75,888.47 | 75888.47 |  |  |  | 75888.47
30643 | 30643 | Exceeding 3000 m²....................................................................................................................................................................................................................... | [26 empty] | 11,383.27 |  | 30643 |  |  | 30643 | 11,383.27 | 11383.27 |  |  |  | 11383.27
(The actual rate should be : $113,832.70 for Item 30643A)
30/47
30 | 30 | ELECTRICAL INSTALLATION - MISCELLANEOUS | [16 empty] | 30
| Item | Item
MISCELLANEOUS (CONT'D)
Buildings Energy Efficiency Ordinance (BEEO) Submission (Cont'd)
All electrical installations, unless otherwise specified, in a prescribed building should be assessed in accordance
with the energy efficient requirements, for the premises in accordance with the requirements as specified in the
| latest edition of Code of Practice for Energy Efficiency of Building Services Installation (Building Energy Code | [19 empty] | Rate
or BEC in abbreviation), preparation and completion of the installation summaries and worksheets, including but
not limited to Form EE-EL, EL-1 to EL-5 as required by the BEEO and to coordinate with the Registered Energy
Assessor for submission.
Type of premises : Prison; Fire Station; Judiciary Building; Police Station; ;Correctional Institution; Government Offices Building;
Hospital/ Health Care Building; District Open Space/ Park (with Toilet Block, Service Block and Fountain);
District Open Space/ Park (with Toilet Block and Service Block); District Open Space/ Park (with Toilet Block only);
Library; Indoor Games Hall; Indoor Swimming Pool; Sport Ground/ Stadium; School with Noise Abatement;
School with No Noise Abatement : -
The Area as below is independent on total floor area of superstructures inclusive of ancillary buildings within the
building complex of the premises specified in the Works Order:
A
| Per item |  |  | $
30644 | 30644 | Up to 50 nos. of circuits/ motors.................................................................................................................................................................................................. | [26 empty] | 4,350.53 |  | 30644 |  |  | 30644 | 4,350.53 | 4350.53 |  |  |  | 4350.53
30645 | 30645 | 51 nos. of circuits to 100 nos. of circuits/ motors........................................................................................................................................................................ | [26 empty] | 8,139.70 |  | 30645 |  |  | 30645 | 8,139.70 | 8139.7 |  |  |  | 8139.7
30646 | 30646 | 101 nos. of circuits to 200 nos. of circuits/ motors..................................................................................................................................................................... | [26 empty] | 16,560.06 |  | 30646 |  |  | 30646 | 16,560.06 | 16560.06 |  |  |  | 16560.06
30647 | 30647 | 201 nos. of circuits to 300 nos. of circuits/ motors..................................................................................................................................................................... | [26 empty] | 24,699.73 |  | 30647 |  |  | 30647 | 24,699.73 | 24699.73 |  |  |  | 24699.73
30648 | 30648 | 301 nos. of circuits to 400 nos. of circuits/ motors..................................................................................................................................................................... | [26 empty] | 33,120.09 |  | 30648 |  |  | 30648 | 33,120.09 | 33120.09 |  |  |  | 33120.09
30649 | 30649 | 401 nos. of circuits to 500 nos. of circuits/ motors..................................................................................................................................................................... | [26 empty] | 41,259.79 |  | 30649 |  |  | 30649 | 41,259.79 | 41259.79 |  |  |  | 41259.79
30650 | 30650 | Every 100 nos. of additional circuits above 500 nos. of circuits/ motors................................................................................................................................... | [26 empty] | 8,701.03 |  | 30650 |  |  | 30650 | 8,701.03 | 8701.03 |  |  |  | 8701.03
30/48
30 | 30 | ELECTRICAL INSTALLATION - MISCELLANEOUS | [16 empty] | 30
| Item | Item
| FANS & VENTILATION SYSTEM | [9 empty] | Take | [14 empty] | Take
| Supply | [22 empty] | down |  | down |  |  | Fix
| and | [22 empty] | and |  | and set |  |  | only
| Ceiling fan, c/w regulator and down rod of any length including application of glue to | [17 empty] | fix |  |  |  |  | clear |  | aside for
| all thread parts of the fan : - | [9 empty] | away | [14 empty] | re-use
| A | [22 empty] | B |  | C |  |  | D
| Each |  |  | $ | [19 empty] | $ |  | $ |  |  | $
30651 | 30651 | 900 mm diameter.................................................................................................................................................................... | [18 empty] | 588.63 |  |  | 29.54 |  |  | 36.80 |  | 111.51 |  | 30651 |  |  | 30651 | 588.63 29.54 36.80 111.51 | 588.63 | 29.54 | 36.8 | 111.51 | 588.63 | 29.54 | 36.8 | 111.51
30652 | 30652 | 1200 mm diameter.................................................................................................................................................................. | [18 empty] | 634.61 |  |  | 33.39 |  |  | 38.93 |  | 118.16 |  | 30652 |  |  | 30652 | 634.61 33.39 38.93 118.16 | 634.61 | 33.39 | 38.93 | 118.16 | 634.61 | 33.39 | 38.93 | 118.16
30653 | 30653 | 1400 mm diameter.................................................................................................................................................................. | [18 empty] | 692.58 |  |  | 38.93 |  |  | 44.42 |  | 126.69 |  | 30653 |  |  | 30653 | 692.58 38.93 44.42 126.69 | 692.58 | 38.93 | 44.42 | 126.69 | 692.58 | 38.93 | 44.42 | 126.69
30654 | 30654 | For existing ceiling fan only, application of rust inhibitor to screw thread, of each ceiling
fan down rod (taking down and refix ceiling fan, where required, measured
| separately)............................................................................................................................................................................... | [19 empty] | 27.77 |  |  | - |  |  | - |  | - |  | 30654 |  |  | 30654 | 27.77 - - - | 27.77 | #VALUE! | #VALUE! | #VALUE! | 27.77 | - | - | -
Wall mounted fan, 3-speed c/w off pull switch and oscillation control pull switch,
cord-operated : -
Each
30655 | 30655 | 400 mm diameter.................................................................................................................................................................... | [18 empty] | 596.12 |  |  | 16.00 |  |  | 20.11 |  | 61.70 |  | 30655 |  |  | 30655 | 596.12 16.00 20.11 61.70 | 596.12 | 16 | 20.11 | 61.7 | 596.12 | 16 | 20.11 | 61.7
30656 | 30656 | 500 mm diameter.................................................................................................................................................................... | [18 empty] | 1,279.84 |  |  | 22.00 |  |  | 24.67 |  | 70.15 |  | 30656 |  |  | 30656 | 1,279.84 22.00 24.67 70.15 | 1279.84 | 22 | 24.67 | 70.15 | 1279.84 | 22 | 24.67 | 70.15
Wall mounted rotary fan, industrial type, c/w selector switch for 2 or 3 speed control
and oscillation control switch : -
Each
30657 | 30657 | 600 mm diameter.................................................................................................................................................................... | [18 empty] | 1,503.98 |  |  | 24.67 |  |  | 27.52 |  | 78.55 |  | 30657 |  |  | 30657 | 1,503.98 24.67 27.52 78.55 | 1503.98 | 24.67 | 27.52 | 78.55 | 1503.98 | 24.67 | 27.52 | 78.55
30658 | 30658 | 630 mm diameter.................................................................................................................................................................... | [18 empty] | 1,603.22 |  |  | 25.52 |  |  | 28.15 |  | 80.93 |  | 30658 |  |  | 30658 | 1,603.22 25.52 28.15 80.93 | 1603.22 | 25.52 | 28.15 | 80.93 | 1603.22 | 25.52 | 28.15 | 80.93
Ceiling mounted rotary fan c/w regulator : -
Each
30659 | 30659 | 400 mm diameter.................................................................................................................................................................... | [18 empty] | 914.84 |  |  | 22.45 |  |  | 25.61 |  | 76.11 |  | 30659 |  |  | 30659 | 914.84 22.45 25.61 76.11 | 914.84 | 22.45 | 25.61 | 76.11 | 914.84 | 22.45 | 25.61 | 76.11
Regulator for fan : -
Each
30660 | 30660 | Regulator for fan, 3 speed or above........................................................................................................................................ | [18 empty] | 227.05 |  |  | 8.84 |  |  | 11.07 |  | 32.85 |  | 30660 |  |  | 30660 | 227.05 8.84 11.07 32.85 | 227.05 | 8.84 | 11.07 | 32.85 | 227.05 | 8.84 | 11.07 | 32.85
30/49
30 | 30 | ELECTRICAL INSTALLATION - MISCELLANEOUS | [16 empty] | 30
| Item | Item
| FANS & VENTILATION SYSTEM (CONT'D) | [14 empty] | Take | [9 empty] | Take
| Supply | [22 empty] | down |  | down |  |  | Fix
| and | [22 empty] | and |  | and set |  |  | only
| Domestic type exhaust fan, wall/ window mounted c/w automatic/ cord operated shutter : - | [17 empty] | fix |  |  |  |  | clear |  | aside for
| away | [24 empty] | re-use
| A | [22 empty] | B |  | C |  |  | D
| Each |  |  | $ | [19 empty] | $ |  | $ |  |  | $
30661 | 30661 | 150 mm diameter.................................................................................................................................................................... | [18 empty] | 383.69 |  |  | 17.65 |  |  | 22.10 |  | 67.88 |  | 30661 |  |  | 30661 | 383.69 17.65 22.10 67.88 | 383.69 | 17.65 | 22.1 | 67.88 | 383.69 | 17.65 | 22.1 | 67.88
30662 | 30662 | 200 mm diameter.................................................................................................................................................................... | [18 empty] | 386.20 |  |  | 17.65 |  |  | 22.10 |  | 67.88 |  | 30662 |  |  | 30662 | 386.20 17.65 22.10 67.88 | 386.2 | 17.65 | 22.1 | 67.88 | 386.2 | 17.65 | 22.1 | 67.88
30663 | 30663 | 250 mm diameter.................................................................................................................................................................... | [18 empty] | 412.91 |  |  | 17.65 |  |  | 22.10 |  | 67.88 |  | 30663 |  |  | 30663 | 412.91 17.65 22.10 67.88 | 412.91 | 17.65 | 22.1 | 67.88 | 412.91 | 17.65 | 22.1 | 67.88
30664 | 30664 | 300 mm diameter.................................................................................................................................................................... | [18 empty] | 498.43 |  |  | 17.65 |  |  | 22.10 |  | 67.88 |  | 30664 |  |  | 30664 | 498.43 17.65 22.10 67.88 | 498.43 | 17.65 | 22.1 | 67.88 | 498.43 | 17.65 | 22.1 | 67.88
Domestic type exhaust fan, wall/ window mounted c/w louvre and automatic/ cord
operated shutter : -
Each
30665 | 30665 | 150 mm diameter.................................................................................................................................................................... | [18 empty] | 418.47 |  |  | 21.49 |  |  | 26.94 |  | 83.57 |  | 30665 |  |  | 30665 | 418.47 21.49 26.94 83.57 | 418.47 | 21.49 | 26.94 | 83.57 | 418.47 | 21.49 | 26.94 | 83.57
30666 | 30666 | 200 mm diameter.................................................................................................................................................................... | [18 empty] | 442.32 |  |  | 21.49 |  |  | 26.94 |  | 83.57 |  | 30666 |  |  | 30666 | 442.32 21.49 26.94 83.57 | 442.32 | 21.49 | 26.94 | 83.57 | 442.32 | 21.49 | 26.94 | 83.57
30667 | 30667 | 250 mm diameter.................................................................................................................................................................... | [18 empty] | 477.36 |  |  | 21.49 |  |  | 26.94 |  | 83.57 |  | 30667 |  |  | 30667 | 477.36 21.49 26.94 83.57 | 477.36 | 21.49 | 26.94 | 83.57 | 477.36 | 21.49 | 26.94 | 83.57
30668 | 30668 | 300 mm diameter.................................................................................................................................................................... | [18 empty] | 575.37 |  |  | 21.49 |  |  | 26.94 |  | 83.57 |  | 30668 |  |  | 30668 | 575.37 21.49 26.94 83.57 | 575.37 | 21.49 | 26.94 | 83.57 | 575.37 | 21.49 | 26.94 | 83.57
Domestic type exhaust fan, wall/ window mounted c/w louvre and electrical operated
shutter : -
Each
30669 | 30669 | 150 mm diameter.................................................................................................................................................................... | [18 empty] | 1,158.70 |  |  | 17.65 |  |  | 22.10 |  | 67.88 |  | 30669 |  |  | 30669 | 1,158.70 17.65 22.10 67.88 | 1158.7 | 17.65 | 22.1 | 67.88 | 1158.7 | 17.65 | 22.1 | 67.88
30670 | 30670 | 200 mm diameter.................................................................................................................................................................... | [18 empty] | 1,356.41 |  |  | 17.65 |  |  | 22.10 |  | 67.88 |  | 30670 |  |  | 30670 | 1,356.41 17.65 22.10 67.88 | 1356.41 | 17.65 | 22.1 | 67.88 | 1356.41 | 17.65 | 22.1 | 67.88
30671 | 30671 | 230 mm diameter.................................................................................................................................................................... | [18 empty] | 1,605.96 |  |  | 17.65 |  |  | 22.10 |  | 67.88 |  | 30671 |  |  | 30671 | 1,605.96 17.65 22.10 67.88 | 1605.96 | 17.65 | 22.1 | 67.88 | 1605.96 | 17.65 | 22.1 | 67.88
30672 | 30672 | 300 mm diameter.................................................................................................................................................................... | [18 empty] | 2,106.59 |  |  | 17.65 |  |  | 22.10 |  | 67.88 |  | 30672 |  |  | 30672 | 2,106.59 17.65 22.10 67.88 | 2106.59 | 17.65 | 22.1 | 67.88 | 2106.59 | 17.65 | 22.1 | 67.88
Exhaust fan, propeller type : -
Each
30673 | 30673 | 250 mm diameter.................................................................................................................................................................... | [18 empty] | 616.02 |  |  | 22.51 |  |  | 28.62 |  | 87.13 |  | 30673 |  |  | 30673 | 616.02 22.51 28.62 87.13 | 616.02 | 22.51 | 28.62 | 87.13 | 616.02 | 22.51 | 28.62 | 87.13
30674 | 30674 | 315 mm diameter.................................................................................................................................................................... | [18 empty] | 788.02 |  |  | 22.51 |  |  | 28.62 |  | 87.13 |  | 30674 |  |  | 30674 | 788.02 22.51 28.62 87.13 | 788.02 | 22.51 | 28.62 | 87.13 | 788.02 | 22.51 | 28.62 | 87.13
30675 | 30675 | 335 mm diameter.................................................................................................................................................................... | [18 empty] | 879.99 |  |  | 22.51 |  |  | 28.62 |  | 87.13 |  | 30675 |  |  | 30675 | 879.99 22.51 28.62 87.13 | 879.99 | 22.51 | 28.62 | 87.13 | 879.99 | 22.51 | 28.62 | 87.13
30676 | 30676 | 400 mm diameter.................................................................................................................................................................... | [18 empty] | 1,236.12 |  |  | 28.62 |  |  | 35.71 |  | 109.85 |  | 30676 |  |  | 30676 | 1,236.12 28.62 35.71 109.85 | 1236.12 | 28.62 | 35.71 | 109.85 | 1236.12 | 28.62 | 35.71 | 109.85
30677 | 30677 | 450 mm diameter.................................................................................................................................................................... | [18 empty] | 1,366.85 |  |  | 32.33 |  |  | 40.42 |  | 123.61 |  | 30677 |  |  | 30677 | 1,366.85 32.33 40.42 123.61 | 1366.85 | 32.33 | 40.42 | 123.61 | 1366.85 | 32.33 | 40.42 | 123.61
30678 | 30678 | 500 mm diameter.................................................................................................................................................................... | [18 empty] | 1,550.58 |  |  | 35.71 |  |  | 44.44 |  | 137.51 |  | 30678 |  |  | 30678 | 1,550.58 35.71 44.44 137.51 | 1550.58 | 35.71 | 44.44 | 137.51 | 1550.58 | 35.71 | 44.44 | 137.51
30679 | 30679 | 630 mm diameter.................................................................................................................................................................... | [18 empty] | 2,887.90 |  |  | 60.42 |  |  | 75.02 |  | 232.45 |  | 30679 |  |  | 30679 | 2,887.90 60.42 75.02 232.45 | 2887.9 | 60.42 | 75.02 | 232.45 | 2887.9 | 60.42 | 75.02 | 232.45
30680 | 30680 | 800 mm diameter.................................................................................................................................................................... | [18 empty] | 4,716.01 |  |  | 87.89 |  |  | 110.04 |  | 339.62 |  | 30680 |  |  | 30680 | 4,716.01 87.89 110.04 339.62 | 4716.01 | 87.89 | 110.04 | 339.62 | 4716.01 | 87.89 | 110.04 | 339.62
30/50
30 | 30 | ELECTRICAL INSTALLATION - MISCELLANEOUS | [16 empty] | 30
| Item | Item
| FANS & VENTILATION SYSTEM (CONT'D) | [14 empty] | Take | [9 empty] | Take
| Supply | [22 empty] | down |  | down |  |  | Fix
| and | [22 empty] | and |  | and set |  |  | only
| Plate axial fan, wall mounted c/w speed controller : - | [12 empty] | fix | [9 empty] | clear |  | aside for
| away | [24 empty] | re-use
| A | [22 empty] | B |  | C |  |  | D
| Each |  |  | $ | [19 empty] | $ |  | $ |  |  | $
30681 | 30681 | 315 mm diameter; speed up to 1000 rpm, sound level less than 39 dBA............................................................................. | [18 empty] | 3,177.37 |  |  | 38.51 |  |  | 47.87 |  | 145.71 |  | 30681 |  |  | 30681 | 3,177.37 38.51 47.87 145.71 | 3177.37 | 38.51 | 47.87 | 145.71 | 3177.37 | 38.51 | 47.87 | 145.71
30682 | 30682 | 375 mm diameter; speed up to 1000 rpm, sound level less than 45 dBA............................................................................. | [18 empty] | 3,861.77 |  |  | 47.87 |  |  | 59.94 |  | 181.68 |  | 30682 |  |  | 30682 | 3,861.77 47.87 59.94 181.68 | 3861.77 | 47.87 | 59.94 | 181.68 | 3861.77 | 47.87 | 59.94 | 181.68
30683 | 30683 | 450 mm diameter; speed up to 1000rpm, sound level less than 50 dBA.............................................................................. | [18 empty] | 4,751.72 |  |  | 57.04 |  |  | 71.47 |  | 218.03 |  | 30683 |  |  | 30683 | 4,751.72 57.04 71.47 218.03 | 4751.72 | 57.04 | 71.47 | 218.03 | 4751.72 | 57.04 | 71.47 | 218.03
30684 | 30684 | 630 mm diameter; speed up to 750 rpm, sound level less than 51 dBA............................................................................... | [18 empty] | 6,421.97 |  |  | 94.74 |  |  | 118.43 |  | 363.64 |  | 30684 |  |  | 30684 | 6,421.97 94.74 118.43 363.64 | 6421.97 | 94.74 | 118.43 | 363.64 | 6421.97 | 94.74 | 118.43 | 363.64
Fume cupboard exhaust fan : -
Each
30685 | 30685 | 152 mm diameter; speed up to 3000 rpm............................................................................................................................... | [18 empty] | 8,307.49 |  |  | 17.65 |  |  | 22.10 |  | 67.88 |  | 30685 |  |  | 30685 | 8,307.49 17.65 22.10 67.88 | 8307.49 | 17.65 | 22.1 | 67.88 | 8307.49 | 17.65 | 22.1 | 67.88
30686 | 30686 | 241 mm diameter; speed up to 1500 rpm............................................................................................................................... | [18 empty] | 9,247.38 |  |  | 30.02 |  |  | 35.54 |  | 72.16 |  | 30686 |  |  | 30686 | 9,247.38 30.02 35.54 72.16 | 9247.38 | 30.02 | 35.54 | 72.16 | 9247.38 | 30.02 | 35.54 | 72.16
30687 | 30687 | 241 mm diameter; speed up to 3000 rpm............................................................................................................................... | [18 empty] | 11,415.51 |  |  | 30.02 |  |  | 35.54 |  | 72.16 |  | 30687 |  |  | 30687 | 11,415.51 30.02 35.54 72.16 | 11415.51 | 30.02 | 35.54 | 72.16 | 11415.51 | 30.02 | 35.54 | 72.16
30688 | 30688 | 305 mm diameter; speed up to 1500 rpm............................................................................................................................... | [18 empty] | 13,776.12 |  |  | 35.54 |  |  | 43.21 |  | 79.04 |  | 30688 |  |  | 30688 | 13,776.12 35.54 43.21 79.04 | 13776.12 | 35.54 | 43.21 | 79.04 | 13776.12 | 35.54 | 43.21 | 79.04
Exhaust fan, axial, speed up to 750 rpm, 380V/ 3-phase/ 50 Hz. : -
Each
30689 | 30689 | 560 mm diameter, 1.5 m³/ sec. air volume, 30 pa static pressure.......................................................................................... | [18 empty] | 6,399.95 |  |  | 46.13 |  |  | 57.35 |  | 177.28 |  | 30689 |  |  | 30689 | 6,399.95 46.13 57.35 177.28 | 6399.95 | 46.13 | 57.35 | 177.28 | 6399.95 | 46.13 | 57.35 | 177.28
30690 | 30690 | 600 mm diameter, 2.3 m³/ sec. air volume, 40 pa static pressure.......................................................................................... | [18 empty] | 7,972.76 |  |  | 60.42 |  |  | 75.02 |  | 232.45 |  | 30690 |  |  | 30690 | 7,972.76 60.42 75.02 232.45 | 7972.76 | 60.42 | 75.02 | 232.45 | 7972.76 | 60.42 | 75.02 | 232.45
30691 | 30691 | 800 mm diameter, 5.0 m³/ sec. air volume, 50 pa static pressure.......................................................................................... | [18 empty] | 10,015.07 |  |  | 87.89 |  |  | 110.04 |  | 340.69 |  | 30691 |  |  | 30691 | 10,015.07 87.89 110.04 340.69 | 10015.07 | 87.89 | 110.04 | 340.69 | 10015.07 | 87.89 | 110.04 | 340.69
Wire mesh protective guard for exhaust fan (all types) :-
Each
30692 | 30692 | 250 mm diameter.................................................................................................................................................................... | [18 empty] | 99.73 |  |  | 16.21 |  |  | 20.02 |  | 60.22 |  | 30692 |  |  | 30692 | 99.73 16.21 20.02 60.22 | 99.73 | 16.21 | 20.02 | 60.22 | 99.73 | 16.21 | 20.02 | 60.22
30693 | 30693 | 315 mm diameter.................................................................................................................................................................... | [18 empty] | 103.75 |  |  | 16.21 |  |  | 20.02 |  | 60.22 |  | 30693 |  |  | 30693 | 103.75 16.21 20.02 60.22 | 103.75 | 16.21 | 20.02 | 60.22 | 103.75 | 16.21 | 20.02 | 60.22
30694 | 30694 | 335 mm diameter.................................................................................................................................................................... | [18 empty] | 109.29 |  |  | 16.72 |  |  | 20.52 |  | 60.97 |  | 30694 |  |  | 30694 | 109.29 16.72 20.52 60.97 | 109.29 | 16.72 | 20.52 | 60.97 | 109.29 | 16.72 | 20.52 | 60.97
30695 | 30695 | 400 mm diameter.................................................................................................................................................................... | [18 empty] | 115.87 |  |  | 17.25 |  |  | 21.60 |  | 64.16 |  | 30695 |  |  | 30695 | 115.87 17.25 21.60 64.16 | 115.87 | 17.25 | 21.6 | 64.16 | 115.87 | 17.25 | 21.6 | 64.16
30696 | 30696 | 450 mm diameter.................................................................................................................................................................... | [18 empty] | 129.99 |  |  | 19.39 |  |  | 24.13 |  | 72.24 |  | 30696 |  |  | 30696 | 129.99 19.39 24.13 72.24 | 129.99 | 19.39 | 24.13 | 72.24 | 129.99 | 19.39 | 24.13 | 72.24
30697 | 30697 | 500 mm diameter.................................................................................................................................................................... | [18 empty] | 137.02 |  |  | 19.89 |  |  | 24.67 |  | 73.90 |  | 30697 |  |  | 30697 | 137.02 19.89 24.67 73.90 | 137.02 | 19.89 | 24.67 | 73.9 | 137.02 | 19.89 | 24.67 | 73.9
30698 | 30698 | 630 mm diameter.................................................................................................................................................................... | [18 empty] | 162.25 |  |  | 20.39 |  |  | 25.64 |  | 76.94 |  | 30698 |  |  | 30698 | 162.25 20.39 25.64 76.94 | 162.25 | 20.39 | 25.64 | 76.94 | 162.25 | 20.39 | 25.64 | 76.94
30699 | 30699 | 800 mm diameter.................................................................................................................................................................... | [18 empty] | 207.39 |  |  | 20.90 |  |  | 26.16 |  | 79.26 |  | 30699 |  |  | 30699 | 207.39 20.90 26.16 79.26 | 207.39 | 20.9 | 26.16 | 79.26 | 207.39 | 20.9 | 26.16 | 79.26
30/51
30 | 30 | ELECTRICAL INSTALLATION - MISCELLANEOUS | [16 empty] | 30
| Item | Item
| FANS & VENTILATION SYSTEM (CONT'D) | [14 empty] | Take | [9 empty] | Take
| Supply | [22 empty] | down |  | down |  |  | Fix
| and | [22 empty] | and |  | and set |  |  | only
| Galvanized sheet metal wall cowl for exhaust fan (all types) :- | [14 empty] | fix | [7 empty] | clear |  | aside for
| away | [24 empty] | re-use
| A | [22 empty] | B |  | C |  |  | D
| Each |  |  | $ | [19 empty] | $ |  | $ |  |  | $
30700 | 30700 | 250 mm diameter.................................................................................................................................................................... | [18 empty] | 110.49 |  |  | 16.21 |  |  | 20.02 |  | 60.22 |  | 30700 |  |  | 30700 | 110.49 16.21 20.02 60.22 | 110.49 | 16.21 | 20.02 | 60.22 | 110.49 | 16.21 | 20.02 | 60.22
30701 | 30701 | 315 mm diameter.................................................................................................................................................................... | [18 empty] | 116.10 |  |  | 16.21 |  |  | 20.02 |  | 60.22 |  | 30701 |  |  | 30701 | 116.10 16.21 20.02 60.22 | 116.1 | 16.21 | 20.02 | 60.22 | 116.1 | 16.21 | 20.02 | 60.22
30702 | 30702 | 335 mm diameter.................................................................................................................................................................... | [18 empty] | 123.07 |  |  | 16.72 |  |  | 20.52 |  | 60.97 |  | 30702 |  |  | 30702 | 123.07 16.72 20.52 60.97 | 123.07 | 16.72 | 20.52 | 60.97 | 123.07 | 16.72 | 20.52 | 60.97
30703 | 30703 | 400 mm diameter.................................................................................................................................................................... | [18 empty] | 126.62 |  |  | 17.25 |  |  | 21.60 |  | 64.16 |  | 30703 |  |  | 30703 | 126.62 17.25 21.60 64.16 | 126.62 | 17.25 | 21.6 | 64.16 | 126.62 | 17.25 | 21.6 | 64.16
30704 | 30704 | 450 mm diameter.................................................................................................................................................................... | [18 empty] | 142.89 |  |  | 19.39 |  |  | 24.13 |  | 72.24 |  | 30704 |  |  | 30704 | 142.89 19.39 24.13 72.24 | 142.89 | 19.39 | 24.13 | 72.24 | 142.89 | 19.39 | 24.13 | 72.24
30705 | 30705 | 500 mm diameter.................................................................................................................................................................... | [18 empty] | 151.28 |  |  | 19.89 |  |  | 24.67 |  | 73.90 |  | 30705 |  |  | 30705 | 151.28 19.89 24.67 73.90 | 151.28 | 19.89 | 24.67 | 73.9 | 151.28 | 19.89 | 24.67 | 73.9
30706 | 30706 | 630 mm diameter.................................................................................................................................................................... | [18 empty] | 177.68 |  |  | 20.39 |  |  | 25.64 |  | 76.94 |  | 30706 |  |  | 30706 | 177.68 20.39 25.64 76.94 | 177.68 | 20.39 | 25.64 | 76.94 | 177.68 | 20.39 | 25.64 | 76.94
30707 | 30707 | 800 mm diameter.................................................................................................................................................................... | [18 empty] | 232.71 |  |  | 20.90 |  |  | 26.16 |  | 79.26 |  | 30707 |  |  | 30707 | 232.71 20.90 26.16 79.26 | 232.71 | 20.9 | 26.16 | 79.26 | 232.71 | 20.9 | 26.16 | 79.26
Air curtain c/w galvanized sheet metal casing with powder coating finishing coat.
Fan motor shall have 2-step air flow rate changeover and c/w a controller of on/ off
and Hi/ Lo speed operation, including all supporting mild steel hanger and wall bracket
fixed to structural member, c/w all necessary accessories :-
Each
30708 | 30708 | 600 mm long........................................................................................................................................................................... | [18 empty] | 1,416.31 |  |  | 28.47 |  |  | 35.56 |  | 106.21 |  | 30708 |  |  | 30708 | 1,416.31 28.47 35.56 106.21 | 1416.31 | 28.47 | 35.56 | 106.21 | 1416.31 | 28.47 | 35.56 | 106.21
30709 | 30709 | 900 mm long........................................................................................................................................................................... | [18 empty] | 1,721.77 |  |  | 40.62 |  |  | 47.09 |  | 114.84 |  | 30709 |  |  | 30709 | 1,721.77 40.62 47.09 114.84 | 1721.77 | 40.62 | 47.09 | 114.84 | 1721.77 | 40.62 | 47.09 | 114.84
30710 | 30710 | 1200 mm long......................................................................................................................................................................... | [18 empty] | 2,014.81 |  |  | 53.89 |  |  | 69.62 |  | 123.24 |  | 30710 |  |  | 30710 | 2,014.81 53.89 69.62 123.24 | 2014.81 | 53.89 | 69.62 | 123.24 | 2014.81 | 53.89 | 69.62 | 123.24
30/52
30 | 30 | ELECTRICAL INSTALLATION - MISCELLANEOUS | [16 empty] | 30
| Item | Item
| BEDHEAD TRUNKING AND STAFF/ EMERGENCY/ NURSE | [16 empty] | Take | [7 empty] | Take
| CALL SYSTEM |  |  |  |  | Supply | [17 empty] | down |  | down |  |  | Fix
| and | [22 empty] | and |  | and set |  |  | only
| fix | [22 empty] | clear |  | aside for
| Bedhead trunking : - |  |  |  |  | away | [19 empty] | re-use
| A | [22 empty] | B |  | C |  |  | D
| Per linear metre |  |  |  |  | $ | [17 empty] | $ |  | $ |  |  | $
30711 | 30711 | Bedhead trunking, constructed from aluminium extrusions of minimum size 180 mm(H)
x 90 mm(D), 3 compartments c/w front plate and panel to accommodate electrical and
| medical gas bedhead services ................................................................................................................................................ | [19 empty] | 1,778.74 |  |  | 15.01 |  |  | 16.05 |  | 48.24 |  | 30711 |  |  | 30711 | 1,778.74 15.01 16.05 48.24 | 1778.74 | 15.01 | 16.05 | 48.24 | 1778.74 | 15.01 | 16.05 | 48.24
30712 | 30712 | Ditto, size 250 mm(H) x 90 mm(D)....................................................................................................................................... | [18 empty] | 2,059.34 |  |  | 15.56 |  |  | 16.70 |  | 50.07 |  | 30712 |  |  | 30712 | 2,059.34 15.56 16.70 50.07 | 2059.34 | 15.56 | 16.7 | 50.07 | 2059.34 | 15.56 | 16.7 | 50.07
Each
30713 | 30713 | Right angle vertical bend for bedhead trunking..................................................................................................................... | [18 empty] | 1,696.26 |  |  | 12.72 |  |  | 13.25 |  | 40.19 |  | 30713 |  |  | 30713 | 1,696.26 12.72 13.25 40.19 | 1696.26 | 12.72 | 13.25 | 40.19 | 1696.26 | 12.72 | 13.25 | 40.19
30714 | 30714 | End cap for bedhead trunking................................................................................................................................................. | [18 empty] | 209.52 |  |  | 9.73 |  |  | 9.88 |  | 16.06 |  | 30714 |  |  | 30714 | 209.52 9.73 9.88 16.06 | 209.52 | 9.73 | 9.88 | 16.06 | 209.52 | 9.73 | 9.88 | 16.06
30715 | 30715 | Bedhead 13A single socket .................................................................................................................................................... | [18 empty] | 475.32 |  |  | 10.58 |  |  | 11.17 |  | 39.67 |  | 30715 |  |  | 30715 | 475.32 10.58 11.17 39.67 | 475.32 | 10.58 | 11.17 | 39.67 | 475.32 | 10.58 | 11.17 | 39.67
30716 | 30716 | Bedhead 13A single socket (switched)................................................................................................................................... | [18 empty] | 490.47 |  |  | 10.58 |  |  | 11.17 |  | 39.67 |  | 30716 |  |  | 30716 | 490.47 10.58 11.17 39.67 | 490.47 | 10.58 | 11.17 | 39.67 | 490.47 | 10.58 | 11.17 | 39.67
30717 | 30717 | Bedhead 13A twin socket....................................................................................................................................................... | [18 empty] | 717.09 |  |  | 10.58 |  |  | 11.17 |  | 39.67 |  | 30717 |  |  | 30717 | 717.09 10.58 11.17 39.67 | 717.09 | 10.58 | 11.17 | 39.67 | 717.09 | 10.58 | 11.17 | 39.67
30718 | 30718 | Bedhead 13A single socket c/w RCD..................................................................................................................................... | [18 empty] | 1,545.74 |  |  | 10.58 |  |  | 11.17 |  | 39.67 |  | 30718 |  |  | 30718 | 1,545.74 10.58 11.17 39.67 | 1545.74 | 10.58 | 11.17 | 39.67 | 1545.74 | 10.58 | 11.17 | 39.67
30719 | 30719 | Bedhead 13A single socket (switched) c/w RCD ................................................................................................................. | [18 empty] | 1,565.34 |  |  | 10.58 |  |  | 11.17 |  | 39.67 |  | 30719 |  |  | 30719 | 1,565.34 10.58 11.17 39.67 | 1565.34 | 10.58 | 11.17 | 39.67 | 1565.34 | 10.58 | 11.17 | 39.67
30720 | 30720 | Bedhead 13A twin socket c/w RCD....................................................................................................................................... | [18 empty] | 1,781.20 |  |  | 10.58 |  |  | 11.17 |  | 39.67 |  | 30720 |  |  | 30720 | 1,781.20 10.58 11.17 39.67 | 1781.2 | 10.58 | 11.17 | 39.67 | 1781.2 | 10.58 | 11.17 | 39.67
30721 | 30721 | Bedhead 13A twin socket (switched) c/w RCD..................................................................................................................... | [18 empty] | 1,809.91 |  |  | 10.58 |  |  | 11.17 |  | 39.67 |  | 30721 |  |  | 30721 | 1,809.91 10.58 11.17 39.67 | 1809.91 | 10.58 | 11.17 | 39.67 | 1809.91 | 10.58 | 11.17 | 39.67
30722 | 30722 | Bedhead single switch c/w fuse spur...................................................................................................................................... | [18 empty] | 638.53 |  |  | 10.58 |  |  | 11.17 |  | 39.67 |  | 30722 |  |  | 30722 | 638.53 10.58 11.17 39.67 | 638.53 | 10.58 | 11.17 | 39.67 | 638.53 | 10.58 | 11.17 | 39.67
30723 | 30723 | Bedlight switch c/w bedlight mounting bracket..................................................................................................................... | [18 empty] | 863.34 |  |  | 10.58 |  |  | 11.17 |  | 39.67 |  | 30723 |  |  | 30723 | 863.34 10.58 11.17 39.67 | 863.34 | 10.58 | 11.17 | 39.67 | 863.34 | 10.58 | 11.17 | 39.67
30724 | 30724 | Bedhead staff call socket........................................................................................................................................................ | [18 empty] | 116.08 |  |  | 10.58 |  |  | 11.17 |  | 39.67 |  | 30724 |  |  | 30724 | 116.08 10.58 11.17 39.67 | 116.08 | 10.58 | 11.17 | 39.67 | 116.08 | 10.58 | 11.17 | 39.67
30725 | 30725 | Angle poise bedlight unit c/w trunking mounting bracket for 11W compact fluorescent
| lamp......................................................................................................................................................................................... | [19 empty] | 3,546.49 |  |  | 21.40 |  |  | 22.45 |  | 81.25 |  | 30725 |  |  | 30725 | 3,546.49 21.40 22.45 81.25 | 3546.49 | 21.4 | 22.45 | 81.25 | 3546.49 | 21.4 | 22.45 | 81.25
Bedhead trunking-mounted fluorescent luminaries : -
Each
30726 | 30726 | 400 mm length........................................................................................................................................................................ | [18 empty] | 2,334.11 |  |  | 16.56 |  |  | 17.11 |  | 97.23 |  | 30726 |  |  | 30726 | 2,334.11 16.56 17.11 97.23 | 2334.11 | 16.56 | 17.11 | 97.23 | 2334.11 | 16.56 | 17.11 | 97.23
30727 | 30727 | 600 mm length........................................................................................................................................................................ | [18 empty] | 2,601.04 |  |  | 16.56 |  |  | 17.11 |  | 98.27 |  | 30727 |  |  | 30727 | 2,601.04 16.56 17.11 98.27 | 2601.04 | 16.56 | 17.11 | 98.27 | 2601.04 | 16.56 | 17.11 | 98.27
30728 | 30728 | 1000 mm length...................................................................................................................................................................... | [18 empty] | 3,127.00 |  |  | 16.56 |  |  | 17.11 |  | 99.11 |  | 30728 |  |  | 30728 | 3,127.00 16.56 17.11 99.11 | 3127 | 16.56 | 17.11 | 99.11 | 3127 | 16.56 | 17.11 | 99.11
Indicator lamp : -
Each
30729 | 30729 | Overdoor indicator lamp (red)................................................................................................................................................ | [18 empty] | 441.67 |  |  | 10.58 |  |  | 11.17 |  | 39.67 |  | 30729 |  |  | 30729 | 441.67 10.58 11.17 39.67 | 441.67 | 10.58 | 11.17 | 39.67 | 441.67 | 10.58 | 11.17 | 39.67
30/53
30 | 30 | ELECTRICAL INSTALLATION - MISCELLANEOUS | [16 empty] | 30
| Item | Item
| BEDHEAD TRUNKING AND STAFF/ EMERGENCY/ NURSE | [16 empty] | Take | [7 empty] | Take
| CALL SYSTEM (CONT'D) | [9 empty] | Supply | [12 empty] | down |  | down |  |  | Fix
| and | [22 empty] | and |  | and set |  |  | only
| fix | [22 empty] | clear |  | aside for
| Hard-wire staff/ emergency/ nurse call system : - | [11 empty] | away | [12 empty] | re-use
| A | [22 empty] | B |  | C |  |  | D
| Each |  |  | $ | [19 empty] | $ |  | $ |  |  | $
30730 | 30730 | Bedhead staff call push/ reset................................................................................................................................................. | [18 empty] | 1,146.20 |  |  | 11.14 |  |  | 11.68 |  | 48.46 |  | 30730 |  |  | 30730 | 1,146.20 11.14 11.68 48.46 | 1146.2 | 11.14 | 11.68 | 48.46 | 1146.2 | 11.14 | 11.68 | 48.46
30731 | 30731 | Bedhead nurse call/ present/ reset unit with reassurance indicator and handset jack socket................................................ | [18 empty] | 1,732.10 |  |  | 11.14 |  |  | 11.68 |  | 48.46 |  | 30731 |  |  | 30731 | 1,732.10 11.14 11.68 48.46 | 1732.1 | 11.14 | 11.68 | 48.46 | 1732.1 | 11.14 | 11.68 | 48.46
30732 | 30732 | Bedhead nurse call/ present/ reset unit with reassurance indicator, emergency pull/ push unit
| and handset jack socket .......................................................................................................................................................... | [19 empty] | 2,037.10 |  |  | 11.14 |  |  | 11.68 |  | 48.46 |  | 30732 |  |  | 30732 | 2,037.10 11.14 11.68 48.46 | 2037.1 | 11.14 | 11.68 | 48.46 | 2037.1 | 11.14 | 11.68 | 48.46
30733 | 30733 | Bedhead RDS control station.................................................................................................................................................. | [18 empty] | 2,232.93 |  |  | 10.65 |  |  | 11.21 |  | 40.02 |  | 30733 |  |  | 30733 | 2,232.93 10.65 11.21 40.02 | 2232.93 | 10.65 | 11.21 | 40.02 | 2232.93 | 10.65 | 11.21 | 40.02
30734 | 30734 | Staff/ emergency/ nurse call panel c/w intercom.................................................................................................................... | [18 empty] | 3,909.07 |  |  | 15.88 |  |  | 16.93 |  | 119.78 |  | 30734 |  |  | 30734 | 3,909.07 15.88 16.93 119.78 | 3909.07 | 15.88 | 16.93 | 119.78 | 3909.07 | 15.88 | 16.93 | 119.78
30735 | 30735 | Nurse call/ reset unit with reset push...................................................................................................................................... | [18 empty] | 1,184.61 |  |  | 13.27 |  |  | 13.82 |  | 79.71 |  | 30735 |  |  | 30735 | 1,184.61 13.27 13.82 79.71 | 1184.61 | 13.27 | 13.82 | 79.71 | 1184.61 | 13.27 | 13.82 | 79.71
30736 | 30736 | Nurse call/ reset unit with reassurance indicator.................................................................................................................... | [18 empty] | 1,263.10 |  |  | 13.27 |  |  | 13.82 |  | 79.71 |  | 30736 |  |  | 30736 | 1,263.10 13.27 13.82 79.71 | 1263.1 | 13.27 | 13.82 | 79.71 | 1263.1 | 13.27 | 13.82 | 79.71
30737 | 30737 | Nurse call/ reset unit with reassurance indicator and emergency pull/ push unit................................................................. | [18 empty] | 1,564.66 |  |  | 13.82 |  |  | 14.37 |  | 81.50 |  | 30737 |  |  | 30737 | 1,564.66 13.82 14.37 81.50 | 1564.66 | 13.82 | 14.37 | 81.5 | 1564.66 | 13.82 | 14.37 | 81.5
Nurse/ staff/ emergency call control & monitoring console/ panel for hard-wire system
c/w intercom and wiring : -
Each
30738 | 30738 | Up to 10 ways.......................................................................................................................................................................... | [18 empty] | 6,983.74 |  |  | 78.45 |  |  | 83.87 |  | 482.32 |  | 30738 |  |  | 30738 | 6,983.74 78.45 83.87 482.32 | 6983.74 | 78.45 | 83.87 | 482.32 | 6983.74 | 78.45 | 83.87 | 482.32
30739 | 30739 | 10 - 20 ways............................................................................................................................................................................ | [18 empty] | 7,457.58 |  |  | 83.87 |  |  | 88.99 |  | 527.14 |  | 30739 |  |  | 30739 | 7,457.58 83.87 88.99 527.14 | 7457.58 | 83.87 | 88.99 | 527.14 | 7457.58 | 83.87 | 88.99 | 527.14
30740 | 30740 | 20 - 30 ways............................................................................................................................................................................ | [18 empty] | 7,969.36 |  |  | 88.90 |  |  | 94.14 |  | 567.97 |  | 30740 |  |  | 30740 | 7,969.36 88.90 94.14 567.97 | 7969.36 | 88.9 | 94.14 | 567.97 | 7969.36 | 88.9 | 94.14 | 567.97
30741 | 30741 | 30 - 40 ways............................................................................................................................................................................ | [18 empty] | 9,231.55 |  |  | 94.14 |  |  | 99.37 |  | 612.09 |  | 30741 |  |  | 30741 | 9,231.55 94.14 99.37 612.09 | 9231.55 | 94.14 | 99.37 | 612.09 | 9231.55 | 94.14 | 99.37 | 612.09
Multiplexed/ microprocessor staff/ emergency/ nurse call system : -
Each
30742 | 30742 | Bedhead nurse call/ present/ reset unit with reassurance indicator, emergency pull/ push unit
| and handset jack socket .......................................................................................................................................................... | [19 empty] | 2,419.24 |  |  | 11.05 |  |  | 11.60 |  | 48.46 |  | 30742 |  |  | 30742 | 2,419.24 11.05 11.60 48.46 | 2419.24 | 11.05 | 11.6 | 48.46 | 2419.24 | 11.05 | 11.6 | 48.46
30743 | 30743 | Bedhead nurse call/ present/ reset unit with reassurance indicator, RDS control and handset
| jack socket .............................................................................................................................................................................. | [19 empty] | 4,303.59 |  |  | 11.60 |  |  | 12.12 |  | 53.58 |  | 30743 |  |  | 30743 | 4,303.59 11.60 12.12 53.58 | 4303.59 | 11.6 | 12.12 | 53.58 | 4303.59 | 11.6 | 12.12 | 53.58
30744 | 30744 | Bedhead nurse call/ present/ reset unit with reassurance indicator, emergency pull/ push, RDS
| control and handset jack socket ............................................................................................................................................. | [19 empty] | 4,606.85 |  |  | 11.60 |  |  | 12.12 |  | 53.58 |  | 30744 |  |  | 30744 | 4,606.85 11.60 12.12 53.58 | 4606.85 | 11.6 | 12.12 | 53.58 | 4606.85 | 11.6 | 12.12 | 53.58
30745 | 30745 | Bedhead nurse call/ present/ reset unit with reassurance indicator, RDS control, intercom and
| handset jack socket ................................................................................................................................................................. | [19 empty] | 5,991.59 |  |  | 11.60 |  |  | 12.12 |  | 53.58 |  | 30745 |  |  | 30745 | 5,991.59 11.60 12.12 53.58 | 5991.59 | 11.6 | 12.12 | 53.58 | 5991.59 | 11.6 | 12.12 | 53.58
30746 | 30746 | Bedhead nurse call/ present/ reset unit with reassurance indicator, emergency pull/ push, RDS
| control, intercom and handset jack socket ............................................................................................................................. | [19 empty] | 6,243.94 |  |  | 11.60 |  |  | 12.12 |  | 53.58 |  | 30746 |  |  | 30746 | 6,243.94 11.60 12.12 53.58 | 6243.94 | 11.6 | 12.12 | 53.58 | 6243.94 | 11.6 | 12.12 | 53.58
30747 | 30747 | Bedhead speaker microphone unit.......................................................................................................................................... | [18 empty] | 1,730.11 |  |  | 10.58 |  |  | 11.17 |  | 39.67 |  | 30747 |  |  | 30747 | 1,730.11 10.58 11.17 39.67 | 1730.11 | 10.58 | 11.17 | 39.67 | 1730.11 | 10.58 | 11.17 | 39.67
30/54
30 | 30 | ELECTRICAL INSTALLATION - MISCELLANEOUS | [16 empty] | 30
| Item | Item
| BEDHEAD TRUNKING AND STAFF/ EMERGENCY/ NURSE | [16 empty] | Take | [7 empty] | Take
| CALL SYSTEM (CONT'D) | [9 empty] | Supply | [12 empty] | down |  | down |  |  | Fix
| and | [22 empty] | and |  | and set |  |  | only
| fix | [22 empty] | clear |  | aside for
| Multiplexed/ microprocessor staff/ emergency/ nurse call system : - (Cont'd) | [16 empty] | away | [7 empty] | re-use
| A | [22 empty] | B |  | C |  |  | D
| Each |  |  | $ | [19 empty] | $ |  | $ |  |  | $
30748 | 30748 | Light dimmer; PCB type......................................................................................................................................................... | [18 empty] | 1,451.86 |  |  | 10.58 |  |  | 11.17 |  | 39.67 |  | 30748 |  |  | 30748 | 1,451.86 10.58 11.17 39.67 | 1451.86 | 10.58 | 11.17 | 39.67 | 1451.86 | 10.58 | 11.17 | 39.67
30749 | 30749 | Nurse call/ present/ reset unit................................................................................................................................................. | [18 empty] | 1,400.05 |  |  | 13.27 |  |  | 13.82 |  | 79.71 |  | 30749 |  |  | 30749 | 1,400.05 13.27 13.82 79.71 | 1400.05 | 13.27 | 13.82 | 79.71 | 1400.05 | 13.27 | 13.82 | 79.71
30750 | 30750 | Nurse call/ present/ reset unit with reassurance indicator...................................................................................................... | [18 empty] | 1,492.28 |  |  | 13.27 |  |  | 13.82 |  | 79.71 |  | 30750 |  |  | 30750 | 1,492.28 13.27 13.82 79.71 | 1492.28 | 13.27 | 13.82 | 79.71 | 1492.28 | 13.27 | 13.82 | 79.71
30751 | 30751 | Nurse call/ present/ reset unit with reassurance indicator and intercom............................................................................... | [18 empty] | 3,178.90 |  |  | 13.82 |  |  | 14.37 |  | 83.89 |  | 30751 |  |  | 30751 | 3,178.90 13.82 14.37 83.89 | 3178.9 | 13.82 | 14.37 | 83.89 | 3178.9 | 13.82 | 14.37 | 83.89
30752 | 30752 | Nurse/ staff/ emergency call panel c/w touch screen control, intercom and wiring ............................................................. | [18 empty] | 73,695.71 |  |  | 65.27 |  |  | 81.62 |  | 522.60 |  | 30752 |  |  | 30752 | 73,695.71 65.27 81.62 522.60 | 73695.71 | 65.27 | 81.62 | 522.6 | 73695.71 | 65.27 | 81.62 | 522.6
Nurse/ staff/ emergency call control & monitoring console/ panel for
multiplexed/ microprocessor system c/w intercom and wiring : -
Each
30753 | 30753 | Up to 10 ways.......................................................................................................................................................................... | [18 empty] | 10,405.24 |  |  | 83.87 |  |  | 88.99 |  | 529.49 |  | 30753 |  |  | 30753 | 10,405.24 83.87 88.99 529.49 | 10405.24 | 83.87 | 88.99 | 529.49 | 10405.24 | 83.87 | 88.99 | 529.49
30754 | 30754 | 10 - 20 ways............................................................................................................................................................................ | [18 empty] | 13,143.32 |  |  | 88.90 |  |  | 94.14 |  | 571.85 |  | 30754 |  |  | 30754 | 13,143.32 88.90 94.14 571.85 | 13143.32 | 88.9 | 94.14 | 571.85 | 13143.32 | 88.9 | 94.14 | 571.85
30755 | 30755 | 20 - 30 ways............................................................................................................................................................................ | [18 empty] | 16,519.92 |  |  | 94.14 |  |  | 99.37 |  | 613.27 |  | 30755 |  |  | 30755 | 16,519.92 94.14 99.37 613.27 | 16519.92 | 94.14 | 99.37 | 613.27 | 16519.92 | 94.14 | 99.37 | 613.27
30756 | 30756 | 30 - 40 ways............................................................................................................................................................................ | [18 empty] | 19,966.84 |  |  | 99.42 |  |  | 104.56 |  | 656.01 |  | 30756 |  |  | 30756 | 19,966.84 99.42 104.56 656.01 | 19966.84 | 99.42 | 104.56 | 656.01 | 19966.84 | 99.42 | 104.56 | 656.01
30757 | 30757 | 40 - 60 ways............................................................................................................................................................................ | [18 empty] | 33,008.32 |  |  | 110.19 |  |  | 115.29 |  | 739.49 |  | 30757 |  |  | 30757 | 33,008.32 110.19 115.29 739.49 | 33008.32 | 110.19 | 115.29 | 739.49 | 33008.32 | 110.19 | 115.29 | 739.49
30758 | 30758 | Keyboard console, 70 ways c/w LCD display and intercom.................................................................................................. | [18 empty] | 57,457.55 |  |  | 117.93 |  |  | 128.15 |  | 906.67 |  | 30758 |  |  | 30758 | 57,457.55 117.93 128.15 906.67 | 57457.55 | 117.93 | 128.15 | 906.67 | 57457.55 | 117.93 | 128.15 | 906.67
Control circuit c/w cables/ wiring, trunking, conduits (surface or concealed in
partition and ceiling) and all necessary accessories and connected to
nurse/ emergency/ staff call control panel : -
Each
30759 | 30759 | Nurse call point....................................................................................................................................................................... | [18 empty] | 422.11 |  |  | 64.93 |  |  | 70.32 |  | 291.14 |  | 30759 |  |  | 30759 | 422.11 64.93 70.32 291.14 | 422.11 | 64.93 | 70.32 | 291.14 | 422.11 | 64.93 | 70.32 | 291.14
30760 | 30760 | Nurse present/ reset point....................................................................................................................................................... | [18 empty] | 435.07 |  |  | 65.57 |  |  | 70.80 |  | 301.02 |  | 30760 |  |  | 30760 | 435.07 65.57 70.80 301.02 | 435.07 | 65.57 | 70.8 | 301.02 | 435.07 | 65.57 | 70.8 | 301.02
30761 | 30761 | Nurse call/ present/ reset point............................................................................................................................................... | [18 empty] | 447.11 |  |  | 66.09 |  |  | 71.48 |  | 309.50 |  | 30761 |  |  | 30761 | 447.11 66.09 71.48 309.50 | 447.11 | 66.09 | 71.48 | 309.5 | 447.11 | 66.09 | 71.48 | 309.5
30762 | 30762 | Emergency call point............................................................................................................................................................... | [18 empty] | 422.11 |  |  | 64.93 |  |  | 70.32 |  | 291.14 |  | 30762 |  |  | 30762 | 422.11 64.93 70.32 291.14 | 422.11 | 64.93 | 70.32 | 291.14 | 422.11 | 64.93 | 70.32 | 291.14
30763 | 30763 | Emergency reset point............................................................................................................................................................. | [18 empty] | 422.11 |  |  | 64.93 |  |  | 70.32 |  | 291.14 |  | 30763 |  |  | 30763 | 422.11 64.93 70.32 291.14 | 422.11 | 64.93 | 70.32 | 291.14 | 422.11 | 64.93 | 70.32 | 291.14
30764 | 30764 | Emergency call/ reset point..................................................................................................................................................... | [18 empty] | 435.07 |  |  | 65.57 |  |  | 70.80 |  | 301.02 |  | 30764 |  |  | 30764 | 435.07 65.57 70.80 301.02 | 435.07 | 65.57 | 70.8 | 301.02 | 435.07 | 65.57 | 70.8 | 301.02
30765 | 30765 | Staff call point......................................................................................................................................................................... | [18 empty] | 422.11 |  |  | 64.93 |  |  | 70.32 |  | 291.14 |  | 30765 |  |  | 30765 | 422.11 64.93 70.32 291.14 | 422.11 | 64.93 | 70.32 | 291.14 | 422.11 | 64.93 | 70.32 | 291.14
30766 | 30766 | Staff reset point....................................................................................................................................................................... | [18 empty] | 422.11 |  |  | 64.93 |  |  | 70.32 |  | 291.14 |  | 30766 |  |  | 30766 | 422.11 64.93 70.32 291.14 | 422.11 | 64.93 | 70.32 | 291.14 | 422.11 | 64.93 | 70.32 | 291.14
30767 | 30767 | Staff call/ reset point............................................................................................................................................................... | [18 empty] | 435.07 |  |  | 65.57 |  |  | 70.80 |  | 301.02 |  | 30767 |  |  | 30767 | 435.07 65.57 70.80 301.02 | 435.07 | 65.57 | 70.8 | 301.02 | 435.07 | 65.57 | 70.8 | 301.02
30/55
30 | 30 | ELECTRICAL INSTALLATION - MISCELLANEOUS | [16 empty] | 30
| Item | Item
BEDHEAD TRUNKING AND STAFF/ EMERGENCY/ NURSE
| CALL SYSTEM (CONT'D) | [9 empty] | Take | [14 empty] | Take
| Supply | [22 empty] | down |  | down |  |  | Fix
| and | [22 empty] | and |  | and set |  |  | only
| General items applicable to all bedhead trunking and staff/ emergency/ nurse call | [16 empty] | fix | [5 empty] | clear |  | aside for
| system : - |  |  |  | away | [20 empty] | re-use
| A | [22 empty] | B |  | C |  |  | D
| Each |  |  | $ | [19 empty] | $ |  | $ |  |  | $
30768 | 30768 | Headset; stethoscope type c/w parking bracket/ hood to bedhead trunking.......................................................................... | [18 empty] | 281.42 |  |  | 2.19 |  |  | 3.22 |  | 8.34 |  | 30768 |  |  | 30768 | 281.42 2.19 3.22 8.34 | 281.42 | 2.19 | 3.22 | 8.34 | 281.42 | 2.19 | 3.22 | 8.34
30769 | 30769 | Dummy handset jack plug...................................................................................................................................................... | [18 empty] | 52.94 |  |  | 2.19 |  |  | 3.22 |  | 8.34 |  | 30769 |  |  | 30769 | 52.94 2.19 3.22 8.34 | 52.94 | 2.19 | 3.22 | 8.34 | 52.94 | 2.19 | 3.22 | 8.34
30770 | 30770 | Nurse call handset c/w call button only.................................................................................................................................. | [18 empty] | 723.79 |  |  | 5.37 |  |  | 5.95 |  | 12.96 |  | 30770 |  |  | 30770 | 723.79 5.37 5.95 12.96 | 723.79 | 5.37 | 5.95 | 12.96 | 723.79 | 5.37 | 5.95 | 12.96
30771 | 30771 | Nurse call handset c/w call button and RDS control............................................................................................................. | [18 empty] | 836.62 |  |  | 5.37 |  |  | 5.95 |  | 12.96 |  | 30771 |  |  | 30771 | 836.62 5.37 5.95 12.96 | 836.62 | 5.37 | 5.95 | 12.96 | 836.62 | 5.37 | 5.95 | 12.96
30772 | 30772 | Nurse call handset parking bracket......................................................................................................................................... | [18 empty] | 62.89 |  |  | 5.37 |  |  | 5.95 |  | 16.76 |  | 30772 |  |  | 30772 | 62.89 5.37 5.95 16.76 | 62.89 | 5.37 | 5.95 | 16.76 | 62.89 | 5.37 | 5.95 | 16.76
30773 | 30773 | Nurse call handset linen clip................................................................................................................................................... | [18 empty] | 33.77 |  |  | 5.37 |  |  | 5.95 |  | 16.76 |  | 30773 |  |  | 30773 | 33.77 5.37 5.95 16.76 | 33.77 | 5.37 | 5.95 | 16.76 | 33.77 | 5.37 | 5.95 | 16.76
30774 | 30774 | Nurse call handset socket........................................................................................................................................................ | [18 empty] | 61.84 |  |  | 5.37 |  |  | 5.95 |  | 16.76 |  | 30774 |  |  | 30774 | 61.84 5.37 5.95 16.76 | 61.84 | 5.37 | 5.95 | 16.76 | 61.84 | 5.37 | 5.95 | 16.76
30775 | 30775 | Nurse call handset c/w call button, RDS control and intercom microphone......................................................................... | [18 empty] | 4,056.75 |  |  | 5.37 |  |  | 5.95 |  | 17.00 |  | 30775 |  |  | 30775 | 4,056.75 5.37 5.95 17.00 | 4056.75 | 5.37 | 5.95 | 17 | 4056.75 | 5.37 | 5.95 | 17
30776 | 30776 | Nurse call handset/ patient remote call unit with nurse call push, power supply unit,
reassurance indicator, intercom, bedlight switch, sound channel selector, volume control and
| flexible cable........................................................................................................................................................................... | [19 empty] | 4,249.82 |  |  | 5.37 |  |  | 5.95 |  | 17.00 |  | 30776 |  |  | 30776 | 4,249.82 5.37 5.95 17.00 | 4249.82 | 5.37 | 5.95 | 17 | 4249.82 | 5.37 | 5.95 | 17
30777 | 30777 | Staff call unit, vandal-proof push........................................................................................................................................... | [18 empty] | 390.53 |  |  | 13.27 |  |  | 13.82 |  | 79.71 |  | 30777 |  |  | 30777 | 390.53 13.27 13.82 79.71 | 390.53 | 13.27 | 13.82 | 79.71 | 390.53 | 13.27 | 13.82 | 79.71
30778 | 30778 | Emergency call unit................................................................................................................................................................. | [18 empty] | 948.77 |  |  | 13.27 |  |  | 13.82 |  | 79.71 |  | 30778 |  |  | 30778 | 948.77 13.27 13.82 79.71 | 948.77 | 13.27 | 13.82 | 79.71 | 948.77 | 13.27 | 13.82 | 79.71
30779 | 30779 | Present/ reset unit.................................................................................................................................................................... | [18 empty] | 394.17 |  |  | 13.27 |  |  | 13.82 |  | 79.71 |  | 30779 |  |  | 30779 | 394.17 13.27 13.82 79.71 | 394.17 | 13.27 | 13.82 | 79.71 | 394.17 | 13.27 | 13.82 | 79.71
30780 | 30780 | Present/ reset unit with emergency pull/ push unit ............................................................................................................... | [18 empty] | 1,085.40 |  |  | 13.82 |  |  | 14.37 |  | 84.53 |  | 30780 |  |  | 30780 | 1,085.40 13.82 14.37 84.53 | 1085.4 | 13.82 | 14.37 | 84.53 | 1085.4 | 13.82 | 14.37 | 84.53
30781 | 30781 | Repeater unit with indicator and mute switch ....................................................................................................................... | [18 empty] | 1,176.17 |  |  | 13.82 |  |  | 14.37 |  | 84.53 |  | 30781 |  |  | 30781 | 1,176.17 13.82 14.37 84.53 | 1176.17 | 13.82 | 14.37 | 84.53 | 1176.17 | 13.82 | 14.37 | 84.53
30782 | 30782 | Pull-cord type nurse call unit with reassurance indicator...................................................................................................... | [18 empty] | 311.60 |  |  | 13.27 |  |  | 13.82 |  | 79.71 |  | 30782 |  |  | 30782 | 311.60 13.27 13.82 79.71 | 311.6 | 13.27 | 13.82 | 79.71 | 311.6 | 13.27 | 13.82 | 79.71
30783 | 30783 | Splash-proof nurse call unit with reassurance indicator........................................................................................................ | [18 empty] | 536.25 |  |  | 13.27 |  |  | 13.82 |  | 79.71 |  | 30783 |  |  | 30783 | 536.25 13.27 13.82 79.71 | 536.25 | 13.27 | 13.82 | 79.71 | 536.25 | 13.27 | 13.82 | 79.71
30784 | 30784 | Splash-proof nurse call/ present/ reset unit with reassurance indicator................................................................................. | [18 empty] | 1,195.63 |  |  | 13.82 |  |  | 14.37 |  | 84.53 |  | 30784 |  |  | 30784 | 1,195.63 13.82 14.37 84.53 | 1195.63 | 13.82 | 14.37 | 84.53 | 1195.63 | 13.82 | 14.37 | 84.53
30785 | 30785 | Splash-proof present/ reset unit.............................................................................................................................................. | [18 empty] | 862.33 |  |  | 13.82 |  |  | 14.37 |  | 84.53 |  | 30785 |  |  | 30785 | 862.33 13.82 14.37 84.53 | 862.33 | 13.82 | 14.37 | 84.53 | 862.33 | 13.82 | 14.37 | 84.53
30786 | 30786 | RDS jack socket unit............................................................................................................................................................... | [18 empty] | 165.73 |  |  | 5.37 |  |  | 5.95 |  | 16.76 |  | 30786 |  |  | 30786 | 165.73 5.37 5.95 16.76 | 165.73 | 5.37 | 5.95 | 16.76 | 165.73 | 5.37 | 5.95 | 16.76
30787 | 30787 | Buzzer unit.............................................................................................................................................................................. | [18 empty] | 490.17 |  |  | 10.58 |  |  | 11.17 |  | 39.67 |  | 30787 |  |  | 30787 | 490.17 10.58 11.17 39.67 | 490.17 | 10.58 | 11.17 | 39.67 | 490.17 | 10.58 | 11.17 | 39.67
30788 | 30788 | Call indicator........................................................................................................................................................................... | [18 empty] | 313.12 |  |  | 10.58 |  |  | 11.17 |  | 39.67 |  | 30788 |  |  | 30788 | 313.12 10.58 11.17 39.67 | 313.12 | 10.58 | 11.17 | 39.67 | 313.12 | 10.58 | 11.17 | 39.67
30789 | 30789 | Call indicator c/w buzzer unit................................................................................................................................................. | [18 empty] | 711.09 |  |  | 11.05 |  |  | 11.60 |  | 43.93 |  | 30789 |  |  | 30789 | 711.09 11.05 11.60 43.93 | 711.09 | 11.05 | 11.6 | 43.93 | 711.09 | 11.05 | 11.6 | 43.93
30790 | 30790 | Power supply unit 220/ 24V or 220/ 28V for multi-zone nurse/ emergency/ staff call system ........................................... | [18 empty] | 12,615.59 |  |  | 27.33 |  |  | 29.96 |  | 151.57 |  | 30790 |  |  | 30790 | 12,615.59 27.33 29.96 151.57 | 12615.59 | 27.33 | 29.96 | 151.57 | 12615.59 | 27.33 | 29.96 | 151.57
30/56
30 | 30 | ELECTRICAL INSTALLATION - MISCELLANEOUS | [16 empty] | 30
| Item | Item
| DETECTION SENSOR | [9 empty] | Take | [14 empty] | Take
| Supply | [22 empty] | down |  | down |  |  | Fix
| and | [22 empty] | and |  | and set |  |  | only
| Occupancy/ Motion Sensor : - | [9 empty] | fix | [12 empty] | clear |  | aside for
| away | [24 empty] | re-use
| A | [22 empty] | B |  | C |  |  | D
| Each |  |  | $ | [19 empty] | $ |  | $ |  |  | $
30791 | 30791 | Wall mounted occupancy sensor, single pole switching, 400W 150° field of view, switches
lights ON by passive infrared technology and OFF after an adjustable time delay, with
| manual overriding switch........................................................................................................................................................ | [19 empty] | 360.72 |  |  | 12.09 |  |  | 14.64 |  | 36.35 |  | 30791 |  |  | 30791 | 360.72 12.09 14.64 36.35 | 360.72 | 12.09 | 14.64 | 36.35 | 360.72 | 12.09 | 14.64 | 36.35
30792 | 30792 | Ditto but single pole and 3 way switching, 180° field of view.............................................................................................. | [18 empty] | 477.41 |  |  | 12.09 |  |  | 14.64 |  | 36.35 |  | 30792 |  |  | 30792 | 477.41 12.09 14.64 36.35 | 477.41 | 12.09 | 14.64 | 36.35 | 477.41 | 12.09 | 14.64 | 36.35
30793 | 30793 | Ceiling mounted occupancy sensor, 10A, 360° detection using passive infrared
| technology, effective coverage up to 74 m² at 2.4 m ceiling height...................................................................................... | [19 empty] | 1,053.49 |  |  | 12.09 |  |  | 15.52 |  | 37.94 |  | 30793 |  |  | 30793 | 1,053.49 12.09 15.52 37.94 | 1053.49 | 12.09 | 15.52 | 37.94 | 1053.49 | 12.09 | 15.52 | 37.94
Dual Technology Occupancy Sensor: -
Each
30794 | 30794 | Ceiling mounted occupancy sensor, 360° detection using passive infrared heat change
and frequency shifts in ultrasonic wave, effective coverage up to 40 m² at 2.4 m ceiling height,
switches lights ON either by passive infrared technology or ultrasonic wave or both and
| OFF after an adjustable time delay, with manual overriding switch..................................................................................... | [19 empty] | 2,350.71 |  |  | 12.09 |  |  | 15.52 |  | 37.94 |  | 30794 |  |  | 30794 | 2,350.71 12.09 15.52 37.94 | 2350.71 | 12.09 | 15.52 | 37.94 | 2350.71 | 12.09 | 15.52 | 37.94
PHOTOVOLTAIC SYSTEM
| Photovoltaic system with photovoltaic modules to IEC 60904, mounted on fixed rack with | [17 empty] | Take | [6 empty] | Take
| approximate 22 degree titling angle with aluminium frame, inverter, circuit breaker, | [17 empty] | Supply |  |  |  |  | down |  | down |  |  | Fix
| connectors, wiring works, structurally support, controller and all necessary accessories: - | [17 empty] | and |  |  |  |  | and |  | and set |  |  | only
| fix | [22 empty] | clear |  | aside for
| away | [24 empty] | re-use
Mono-crystalline type photovoltaic panel : -
(Total maximum power of PV module under standard test condition)
| A | [22 empty] | B |  | C |  |  | D
| Each |  |  | $ | [19 empty] | $ |  | $ |  |  | $
30795 | 30795 | 180 - 360 Wp .......................................................................................................................................................................... | [18 empty] | 32,015.29 |  |  | 4,063.18 |  |  | 6,138.27 |  | 11,164.99 |  | 30795 |  |  | 30795 | 32,015.29 4,063.18 6,138.27 11,164.99 | 32015.29 | 4063.18 | 6138.27 | 11164.99 | 32015.29 | 4063.18 | 6138.27 | 11164.99
30796 | 30796 | 540 - 720 Wp........................................................................................................................................................................... | [18 empty] | 64,419.07 |  |  | 7,016.65 |  |  | 10,560.46 |  | 22,202.70 |  | 30796 |  |  | 30796 | 64,419.07 7,016.65 10,560.46 22,202.70 | 64419.07 | 7016.65 | 10560.46 | 22202.7 | 64419.07 | 7016.65 | 10560.46 | 22202.7
30797 | 30797 | 720 - 900 Wp........................................................................................................................................................................... | [18 empty] | 80,809.84 |  |  | 9,972.67 |  |  | 15,008.64 |  | 27,880.94 |  | 30797 |  |  | 30797 | 80,809.84 9,972.67 15,008.64 27,880.94 | 80809.84 | 9972.67 | 15008.64 | 27880.94 | 80809.84 | 9972.67 | 15008.64 | 27880.94
30798 | 30798 | Extra 180 Wp, up to 3,000 Wp............................................................................................................................................... | [18 empty] | 16,489.27 |  |  | 2,468.94 |  |  | 3,688.66 |  | 5,582.49 |  | 30798 |  |  | 30798 | 16,489.27 2,468.94 3,688.66 5,582.49 | 16489.27 | 2468.94 | 3688.66 | 5582.49 | 16489.27 | 2468.94 | 3688.66 | 5582.49
Multi-crystalline type photovoltaic panel : -
(Total maximum power of PV module under standard test condition)
Each
30799 | 30799 | 180 - 360 Wp .......................................................................................................................................................................... | [18 empty] | 30,887.92 |  |  | 3,848.20 |  |  | 5,727.45 |  | 11,004.03 |  | 30799 |  |  | 30799 | 30,887.92 3,848.20 5,727.45 11,004.03 | 30887.92 | 3848.2 | 5727.45 | 11004.03 | 30887.92 | 3848.2 | 5727.45 | 11004.03
30800 | 30800 | 540 - 720Wp............................................................................................................................................................................ | [18 empty] | 62,048.94 |  |  | 6,599.63 |  |  | 9,873.16 |  | 21,608.08 |  | 30800 |  |  | 30800 | 62,048.94 6,599.63 9,873.16 21,608.08 | 62048.94 | 6599.63 | 9873.16 | 21608.08 | 62048.94 | 6599.63 | 9873.16 | 21608.08
30801 | 30801 | 720 - 900Wp............................................................................................................................................................................ | [18 empty] | 77,991.73 |  |  | 9,335.49 |  |  | 13,917.54 |  | 27,130.89 |  | 30801 |  |  | 30801 | 77,991.73 9,335.49 13,917.54 27,130.89 | 77991.73 | 9335.49 | 13917.54 | 27130.89 | 77991.73 | 9335.49 | 13917.54 | 27130.89
30802 | 30802 | Extra 180 Wp, up to 3,000 Wp............................................................................................................................................... | [18 empty] | 15,819.20 |  |  | 2,308.22 |  |  | 3,459.13 |  | 5,671.68 |  | 30802 |  |  | 30802 | 15,819.20 2,308.22 3,459.13 5,671.68 | 15819.2 | 2308.22 | 3459.13 | 5671.68 | 15819.2 | 2308.22 | 3459.13 | 5671.68
30/57
30 | 30 | ELECTRICAL INSTALLATION - MISCELLANEOUS | [16 empty] | 30
| Item | Item
RECONDITIONING OF LAMP POLE
Rate
Refurbishment of lamp pole including surface reconditioning, apply coating with priming paint and finishing paint of
identical colours, replacement of safety chain, safety platform and scaffolding where applicable : -
A
| Each |  |  | $
30803 | 30803 | For lamp pole height up to 4.5 m................................................................................................................................................................................................. | [26 empty] | 4,280.84 |  | 30803 |  |  | 30803 | 4,280.84 | 4280.84 |  |  |  | 4280.84
30804 | 30804 | For lamp pole height 4.5 m to 7.5 m............................................................................................................................................................................................ | [26 empty] | 5,568.45 |  | 30804 |  |  | 30804 | 5,568.45 | 5568.45 |  |  |  | 5568.45
30805 | 30805 | For lamp pole height 7.5 m to 12 m............................................................................................................................................................................................. | [26 empty] | 7,302.09 |  | 30805 |  |  | 30805 | 7,302.09 | 7302.09 |  |  |  | 7302.09
30806 | 30806 | For lamp pole height above or equal to 12 m.............................................................................................................................................................................. | [26 empty] | 9,697.66 |  | 30806 |  |  | 30806 | 9,697.66 | 9697.66 |  |  |  | 9697.66
30/58
30 | 30 | ELECTRICAL INSTALLATION - MISCELLANEOUS | [16 empty] | 30
| Item | Item
SUNDRIES
Take
down
| Labour to disconnect all existing electrical installation for an area inside a building, take down and clear the entire | [19 empty] | and
| electrical installation inside the area (area shall be measured net on the gross floor area of the building covered by | [19 empty] | clear
| the electrical installation) : - | [9 empty] | away
A
| Per square metre |  |  |  |  | $
30807 | 30807 | For area up to 100 m²................................................................................................................................................................................................................... | [26 empty] | 23.16 |  | 30807 |  |  | 30807 | 23.16 | 23.16 |  |  |  | 23.16
30808 | 30808 | For area 101 - 500 m²................................................................................................................................................................................................................... | [26 empty] | 22.81 |  | 30808 |  |  | 30808 | 22.81 | 22.81 |  |  |  | 22.81
30809 | 30809 | For area above 500 m².................................................................................................................................................................................................................. | [26 empty] | 22.39 |  | 30809 |  |  | 30809 | 22.39 | 22.39 |  |  |  | 22.39
30/59
30 | 30 | ELECTRICAL INSTALLATION - MISCELLANEOUS | [16 empty] | 30
| Item | Item
| GEARED MOTOR | [5 empty] | Take | [18 empty] | Take
| Supply | [22 empty] | down |  | down |  |  | Fix
| and | [22 empty] | and |  | and set |  |  | only
| Geared motor, 24V DC, brushed finishes, including enclosure: - | [14 empty] | fix | [7 empty] | clear |  | aside for
| away | [24 empty] | re-use
| A | [22 empty] | B |  | C |  |  | D
| Each |  |  | $ | [19 empty] | $ |  | $ |  |  | $
30810 | 30810 | For power rating up to 10W.................................................................................................................................................... | [18 empty] | 1,224.63 |  |  | 22.51 |  |  | 28.62 |  | 87.13 |  | 30810 |  |  | 30810 | 1,224.63 22.51 28.62 87.13 | 1224.63 | 22.51 | 28.62 | 87.13 | 1224.63 | 22.51 | 28.62 | 87.13
30811 | 30811 | For power rating 10W - 20W.................................................................................................................................................. | [18 empty] | 1,676.29 |  |  | 22.51 |  |  | 28.62 |  | 87.13 |  | 30811 |  |  | 30811 | 1,676.29 22.51 28.62 87.13 | 1676.29 | 22.51 | 28.62 | 87.13 | 1676.29 | 22.51 | 28.62 | 87.13
30812 | 30812 | For power rating 20W - 30W.................................................................................................................................................. | [18 empty] | 2,497.94 |  |  | 22.51 |  |  | 28.62 |  | 87.13 |  | 30812 |  |  | 30812 | 2,497.94 22.51 28.62 87.13 | 2497.94 | 22.51 | 28.62 | 87.13 | 2497.94 | 22.51 | 28.62 | 87.13
30/60
Section 31
LOW VOLTAGE CUBICLE SWITCHBOARD
31 | 31 | LOW VOLTAGE CUBICLE SWITCHBOARD | [16 empty] | 31
SECTION 31
LOW VOLTAGE CUBICLE SWITCHBOARD
SPECIAL CONDITIONS
| Measurement |  |  | SC31.01 | [6 empty] | For the avoidance of doubt, all rates in this Section shall only apply to the works executed by
| generally |  |  | the Approved Suppliers of Materials and Specialist Contractors for Public Works : Low Voltage
Cubicle Switchboard Installation.
Unless otherwise specified separately in items under this Section, switchboard cubicle shall be
measured on the basis of complete unit.
All electrical and other related work items except those items specifically included in this Section
shall be measured and paid for at the appropriate rates under Section 28 - Small Power
Distribution, Section 29 - Main Distribution Systems and Section 30 - Miscellaneous Electrical
Installations or other applicable Work Sections of this Schedule.
| Measurement |  |  | SC31.02 | [6 empty] | The multi-cubicle type switchboard shall consist of cubicle columns (items are included in this
| of multi-cubicle |  |  | Section) to accommodate different arrangement of switchgear, protective and metering units.
| type switchboard |  |  |  | To facilitate payment, the basic cubicle column shall consist of two base types basing on their
panel widths : -
Type A Cubicle Column : cubicle width - 750mm to 900mm
The cubicle column with this width shall accommodate the major switchgear units, such as
air circuit breakers (ACB), automatic changeover units, MCCBs, fuseswitches and overcurrent
and earth fault relays units for ACBs etc. It may also accommodate some switchgear units
of smaller ratings together with the major units in the same cubicle column as indicated in
the Works Order.
Type B Cubicle Column : cubicle width - 350mm to 450mm
The cubicle column with this width shall accommodate largely the smaller switchgear units,
such as MCCBs, fuseswitches, switchfuses, isolators etc. of smaller ratings.
The arrangement of a whole cubicle switchboard as specified by the Works Order shall be a
combination of different cubicle columns with the abovementioned width types to suit different
requirements as required by the Works Order. The rate for the combined switchboard cubicle
shall be the summation of the single and/or multiples of the rates of the cubicle columns items
under this Section which also describes the requirements on the height and depth of the
cubicle columns. The side end panels of the utmost left and right cubicle columns shall be
deemed to be included in the rates.
42766 | 31/1
31 | 31 | LOW VOLTAGE CUBICLE SWITCHBOARD | [16 empty] | 31
SPECIAL CONDITIONS
| Measurement |  |  | SC31.03 | [6 empty] | Where a temporary supply is ordered by the Maintenance Surveyor, the provision of
| of temporary |  |  | all articles, labour and accessory materials (nails, screws, rawplugs and similar) necessary
| supply | for fixing shall be of temporary nature. For "use and waste" of all materials, such as
cables, fittings, switchgear and accessories, etc., for a period of not exceeding four weeks
from the date of certified completion, 50 per cent of the value of the appropriate "supply
and fix" items after the adjustment of contract percentages will be paid. For a period
exceeding four weeks and not exceeding eight weeks, 55 per cent will be paid and for
each subsequent month a further addition of 5 per cent will be made.
For a period of more than six months, the full rates, as for permanent works will be paid,
and the materials will become the property of the Employer.
No extra payment will be made for the removal of materials in connection with the
temporary supply, but the cost of which shall have been included in the payment as
aforementioned in the first paragraph hereof. The date of certified completion of a
temporary supply shall be the date when the installation is first brought into service.
The date when it ceases to be used shall be the date from which the Maintenance
Surveyor instructs the dismantlement of the installation, or the date when the installation
is no longer in use, whichever is earlier.
| Rates generally |  |  | SC31.04 | [6 empty] | The rates for all items shall generally include for : -
| (a) | [11 empty] | Colour band and colour identification work.
| (b) | [11 empty] | Lettering and engraving for identification, signs, labels in both English and Chinese.
| (c) | [11 empty] | Identification plates, signs, notice plates, discs and labels in both English and Chinese.
| (d) | [11 empty] | Priming or painting off site and proprietary finishes or surface treatment applied as
part of the production process whether applied before or after fabrication and
assembly.
| (e) | [11 empty] | All protective and finishing painting work, apart from additional painting work
specifically ordered by the Maintenance Surveyor in writing which shall be measured
separately and paid for at the appropriate rates under Section 15 - Painting of this
Schedule.
| (f) | [11 empty] | Any kind of fixing method including drilling of the background and provision of all
supporting frames, fixings, hangers, brackets, nails, bolts, nuts, holes, screws, plugs,
shotfired pins and the like.
| (g) | [11 empty] | Assembling and jointing together with the component parts of composite units and
providing any necessary jointing materials.
| (h) | [11 empty] | Provision of all indication lamps.
| (i) | [11 empty] | Earth/equipotential bonding.
| (j) | [11 empty] | Design and submission of design drawings and the like.
31/2
31 | 31 | LOW VOLTAGE CUBICLE SWITCHBOARD | [16 empty] | 31
SPECIAL CONDITIONS
| Rates generally |  |  | SC31.04 | [6 empty] | (k) |  | Submission of catalogues, technical literature, data, calculations, test certificates and
| (Cont'd) |  |  | (Cont'd) | [6 empty] | approval documentation covering the equipment and materials being supplied.
| (l) | [11 empty] | Preparing and submitting detail working drawings as required and all shop drawings for
the fabrication and installation.
| (m) | [11 empty] | Attendance, as required, of the manufacturers' representative to assist in the installation
and subsequent testing and commissioning.
| (n) | [11 empty] | Testing and commissioning including submission of Testing and Commissioning
Certificates and Records of Tests.
| (o) | [11 empty] | Provision all necessary power, labour and testing instrument of approved type for
testing and commissioning.
| (p) | [11 empty] | Preparing and submitting operation and maintenance manuals and as-fitted drawings for
items of works as required.
| (q) | [11 empty] | Provision of schematic diagrams covered front and back with plastic sheet including
fixing to wall.
| (r) | [11 empty] | Provision of complete set of spare fuses complete with spare fuse board as specified.
| (s) | [11 empty] | Provision of manufacturer's guarantee.
| Rates for "Take |  |  | SC31.05 | [6 empty] | The rates for "Take down and clear away" or " Take down and set aside for re-use" existing items
| down and clear |  |  | in connection with low voltage cubicle switchboard installation shall further include for : -
away" or "Take
| down and set aside |  |  |  | (a) | [7 empty] | Taking down all associated building services works.
for re-use"
| (b) | [11 empty] | Plugging off remaining ends with plugs or caps as required.
| (c) | [11 empty] | Preparing remaining ends of building services works to receive connections with new
work if required.
| (d) | [11 empty] | Making good all works disturbed.
| Particular |  |  | SC31.06 | [6 empty] | The Particular Specification for low voltage cubicle switchboard can be found in the Contract.
Specification
42825 | 31/3
31 | 31 | LOW VOLTAGE CUBICLE SWITCHBOARD | [16 empty] | 31
| Item | Item
LOW VOLTAGE CUBICLE SWITCHBOARD
| Take | [24 empty] | Take
| Multi-cubicle type switchboard, factory built assembly (suitable for incoming/ | [16 empty] | Supply | [5 empty] | down |  | down |  |  | Fix
| outgoing cabling from top or bottom), height : 2 to 2.2 m, depth : 1 to 1.5 m c/w | [16 empty] | and | [5 empty] | and |  | and set |  |  | only
| compartments for switchgear/ busbars/ cables, segregations, door/ panels, indication | [17 empty] | fix |  |  |  |  | clear |  | aside for
| labels, engraved labels, push buttons, selector switches, all interconnecting, control | [17 empty] | away | [6 empty] | re-use
and ancillary wiring and fixings, earth terminals, rubber insulating mat, operating
handles and all necessary accessories : -
| A | [22 empty] | B |  | C |  |  | D
| Each |  |  | $ | [19 empty] | $ |  | $ |  |  | $
31001 | 31001 | Type A cubicle column (750 - 900 mm)................................................................................................................................ | [18 empty] | 26,642.04 |  |  | 2,373.66 |  |  | 2,460.11 |  | 3,669.34 |  | 31001 |  |  | 31001 | 26,642.04 2,373.66 2,460.11 3,669.34 | 26642.04 | 2373.66 | 2460.11 | 3669.34 | 26642.04 | 2373.66 | 2460.11 | 3669.34
31002 | 31002 | Type B cubicle column (350 - 450 mm)................................................................................................................................. | [18 empty] | 21,219.32 |  |  | 2,015.65 |  |  | 2,122.28 |  | 3,457.33 |  | 31002 |  |  | 31002 | 21,219.32 2,015.65 2,122.28 3,457.33 | 21219.32 | 2015.65 | 2122.28 | 3457.33 | 21219.32 | 2015.65 | 2122.28 | 3457.33
Draw-out type air-circuit breaker c/w DC shunt trip coil/ release, electrical and
mechanical interlock device and keys, control wiring and all necessary accessories : -
Each
31003 | 31003 | 400A; 3-pole............................................................................................................................................................................ | [18 empty] | 16,798.63 |  |  | 1,293.18 |  |  | 1,433.38 |  | 2,292.52 |  | 31003 |  |  | 31003 | 16,798.63 1,293.18 1,433.38 2,292.52 | 16798.63 | 1293.18 | 1433.38 | 2292.52 | 16798.63 | 1293.18 | 1433.38 | 2292.52
31004 | 31004 | 500A; 3-pole............................................................................................................................................................................ | [18 empty] | 17,211.23 |  |  | 1,293.18 |  |  | 1,433.38 |  | 2,292.52 |  | 31004 |  |  | 31004 | 17,211.23 1,293.18 1,433.38 2,292.52 | 17211.23 | 1293.18 | 1433.38 | 2292.52 | 17211.23 | 1293.18 | 1433.38 | 2292.52
31005 | 31005 | 600A; 3-pole............................................................................................................................................................................ | [18 empty] | 17,564.88 |  |  | 1,293.18 |  |  | 1,433.38 |  | 2,292.52 |  | 31005 |  |  | 31005 | 17,564.88 1,293.18 1,433.38 2,292.52 | 17564.88 | 1293.18 | 1433.38 | 2292.52 | 17564.88 | 1293.18 | 1433.38 | 2292.52
31006 | 31006 | 800A; 3-pole............................................................................................................................................................................ | [18 empty] | 17,800.65 |  |  | 1,342.78 |  |  | 1,483.21 |  | 2,399.97 |  | 31006 |  |  | 31006 | 17,800.65 1,342.78 1,483.21 2,399.97 | 17800.65 | 1342.78 | 1483.21 | 2399.97 | 17800.65 | 1342.78 | 1483.21 | 2399.97
31007 | 31007 | 1000A; 3-pole.......................................................................................................................................................................... | [18 empty] | 19,156.34 |  |  | 1,345.60 |  |  | 1,490.82 |  | 2,419.98 |  | 31007 |  |  | 31007 | 19,156.34 1,345.60 1,490.82 2,419.98 | 19156.34 | 1345.6 | 1490.82 | 2419.98 | 19156.34 | 1345.6 | 1490.82 | 2419.98
31008 | 31008 | 1200A; 3-pole.......................................................................................................................................................................... | [18 empty] | 20,394.12 |  |  | 1,348.43 |  |  | 1,497.78 |  | 2,438.38 |  | 31008 |  |  | 31008 | 20,394.12 1,348.43 1,497.78 2,438.38 | 20394.12 | 1348.43 | 1497.78 | 2438.38 | 20394.12 | 1348.43 | 1497.78 | 2438.38
31009 | 31009 | 1500/ 1600A; 3-pole............................................................................................................................................................... | [18 empty] | 22,575.00 |  |  | 1,407.71 |  |  | 1,564.67 |  | 2,532.80 |  | 31009 |  |  | 31009 | 22,575.00 1,407.71 1,564.67 2,532.80 | 22575 | 1407.71 | 1564.67 | 2532.8 | 22575 | 1407.71 | 1564.67 | 2532.8
31010 | 31010 | 2000A; 3-pole.......................................................................................................................................................................... | [18 empty] | 26,642.04 |  |  | 1,472.16 |  |  | 1,649.58 |  | 2,670.41 |  | 31010 |  |  | 31010 | 26,642.04 1,472.16 1,649.58 2,670.41 | 26642.04 | 1472.16 | 1649.58 | 2670.41 | 26642.04 | 1472.16 | 1649.58 | 2670.41
31011 | 31011 | 2500A; 3-pole.......................................................................................................................................................................... | [18 empty] | 29,589.16 |  |  | 1,477.76 |  |  | 1,659.19 |  | 2,695.65 |  | 31011 |  |  | 31011 | 29,589.16 1,477.76 1,659.19 2,695.65 | 29589.16 | 1477.76 | 1659.19 | 2695.65 | 29589.16 | 1477.76 | 1659.19 | 2695.65
31012 | 31012 | 3000/ 3200A; 3-pole............................................................................................................................................................... | [18 empty] | 32,772.07 |  |  | 1,538.54 |  |  | 1,728.04 |  | 2,820.61 |  | 31012 |  |  | 31012 | 32,772.07 1,538.54 1,728.04 2,820.61 | 32772.07 | 1538.54 | 1728.04 | 2820.61 | 32772.07 | 1538.54 | 1728.04 | 2820.61
31013 | 31013 | 400A; 4-pole............................................................................................................................................................................ | [18 empty] | 17,393.95 |  |  | 1,309.00 |  |  | 1,458.43 |  | 2,357.29 |  | 31013 |  |  | 31013 | 17,393.95 1,309.00 1,458.43 2,357.29 | 17393.95 | 1309 | 1458.43 | 2357.29 | 17393.95 | 1309 | 1458.43 | 2357.29
31014 | 31014 | 500A; 4-pole............................................................................................................................................................................ | [18 empty] | 17,676.88 |  |  | 1,309.00 |  |  | 1,458.43 |  | 2,357.29 |  | 31014 |  |  | 31014 | 17,676.88 1,309.00 1,458.43 2,357.29 | 17676.88 | 1309 | 1458.43 | 2357.29 | 17676.88 | 1309 | 1458.43 | 2357.29
31015 | 31015 | 600A; 4-pole............................................................................................................................................................................ | [18 empty] | 17,859.60 |  |  | 1,309.00 |  |  | 1,458.43 |  | 2,357.29 |  | 31015 |  |  | 31015 | 17,859.60 1,309.00 1,458.43 2,357.29 | 17859.6 | 1309 | 1458.43 | 2357.29 | 17859.6 | 1309 | 1458.43 | 2357.29
31016 | 31016 | 800A; 4-pole............................................................................................................................................................................ | [18 empty] | 18,384.19 |  |  | 1,359.86 |  |  | 1,510.05 |  | 2,471.06 |  | 31016 |  |  | 31016 | 18,384.19 1,359.86 1,510.05 2,471.06 | 18384.19 | 1359.86 | 1510.05 | 2471.06 | 18384.19 | 1359.86 | 1510.05 | 2471.06
31017 | 31017 | 1000A; 4-pole.......................................................................................................................................................................... | [18 empty] | 19,910.79 |  |  | 1,361.79 |  |  | 1,515.48 |  | 2,485.63 |  | 31017 |  |  | 31017 | 19,910.79 1,361.79 1,515.48 2,485.63 | 19910.79 | 1361.79 | 1515.48 | 2485.63 | 19910.79 | 1361.79 | 1515.48 | 2485.63
31018 | 31018 | 1200A; 4-pole.......................................................................................................................................................................... | [18 empty] | 21,007.13 |  |  | 1,365.33 |  |  | 1,520.50 |  | 2,499.18 |  | 31018 |  |  | 31018 | 21,007.13 1,365.33 1,520.50 2,499.18 | 21007.13 | 1365.33 | 1520.5 | 2499.18 | 21007.13 | 1365.33 | 1520.5 | 2499.18
31019 | 31019 | 1500/ 1600A; 4-pole............................................................................................................................................................... | [18 empty] | 22,834.34 |  |  | 1,420.95 |  |  | 1,588.05 |  | 2,594.64 |  | 31019 |  |  | 31019 | 22,834.34 1,420.95 1,588.05 2,594.64 | 22834.34 | 1420.95 | 1588.05 | 2594.64 | 22834.34 | 1420.95 | 1588.05 | 2594.64
31020 | 31020 | 2000A; 4-pole.......................................................................................................................................................................... | [18 empty] | 30,885.90 |  |  | 1,484.07 |  |  | 1,669.80 |  | 2,723.84 |  | 31020 |  |  | 31020 | 30,885.90 1,484.07 1,669.80 2,723.84 | 30885.9 | 1484.07 | 1669.8 | 2723.84 | 30885.9 | 1484.07 | 1669.8 | 2723.84
31021 | 31021 | 2500A; 4-pole.......................................................................................................................................................................... | [18 empty] | 34,304.57 |  |  | 1,487.80 |  |  | 1,678.56 |  | 2,747.19 |  | 31021 |  |  | 31021 | 34,304.57 1,487.80 1,678.56 2,747.19 | 34304.57 | 1487.8 | 1678.56 | 2747.19 | 34304.57 | 1487.8 | 1678.56 | 2747.19
31022 | 31022 | 3000/ 3200A; 4-pole............................................................................................................................................................... | [18 empty] | 38,790.11 |  |  | 1,546.83 |  |  | 1,742.75 |  | 2,860.04 |  | 31022 |  |  | 31022 | 38,790.11 1,546.83 1,742.75 2,860.04 | 38790.11 | 1546.83 | 1742.75 | 2860.04 | 38790.11 | 1546.83 | 1742.75 | 2860.04
31/4
31 | 31 | LOW VOLTAGE CUBICLE SWITCHBOARD | [16 empty] | 31
| Item | Item
LOW VOLTAGE CUBICLE SWITCHBOARD (CONT'D)
| Take | [24 empty] | Take
| Supply | [22 empty] | down |  | down |  |  | Fix
| Four-pole air-circuit breaker (ACB) for automatic transfer switch c/w DC shunt trip | [17 empty] | and |  |  |  |  | and |  | and set |  |  | only
| coil/ release, electrical and mechanical interlock device and keys, control wiring and | [17 empty] | fix |  |  |  |  | clear |  | aside for
| all necessary accessories : - | [9 empty] | away | [14 empty] | re-use
| A | [22 empty] | B |  | C |  |  | D
| Each |  |  | $ | [19 empty] | $ |  | $ |  |  | $
31023 | 31023 | 1500/ 1600A............................................................................................................................................................................ | [18 empty] | 34,186.69 |  |  | 2,369.47 |  |  | 2,660.88 |  | 5,524.67 |  | 31023 |  |  | 31023 | 34,186.69 2,369.47 2,660.88 5,524.67 | 34186.69 | 2369.47 | 2660.88 | 5524.67 | 34186.69 | 2369.47 | 2660.88 | 5524.67
31024 | 31024 | 2000A...................................................................................................................................................................................... | [18 empty] | 36,544.39 |  |  | 2,422.18 |  |  | 2,715.95 |  | 5,625.98 |  | 31024 |  |  | 31024 | 36,544.39 2,422.18 2,715.95 5,625.98 | 36544.39 | 2422.18 | 2715.95 | 5625.98 | 36544.39 | 2422.18 | 2715.95 | 5625.98
Four-pole automatic changeover switch c/w E&M interlock : -
Each
31025 | 31025 | 200A........................................................................................................................................................................................ | [18 empty] | 7,367.82 |  |  | 193.51 |  |  | 205.16 |  | 496.07 |  | 31025 |  |  | 31025 | 7,367.82 193.51 205.16 496.07 | 7367.82 | 193.51 | 205.16 | 496.07 | 7367.82 | 193.51 | 205.16 | 496.07
31026 | 31026 | 300A........................................................................................................................................................................................ | [18 empty] | 8,375.74 |  |  | 193.51 |  |  | 205.16 |  | 496.07 |  | 31026 |  |  | 31026 | 8,375.74 193.51 205.16 496.07 | 8375.74 | 193.51 | 205.16 | 496.07 | 8375.74 | 193.51 | 205.16 | 496.07
Four-pole automatic changeover contactor c/w E&M interlock : -
Each
31027 | 31027 | 400A........................................................................................................................................................................................ | [18 empty] | 10,609.66 |  |  | 189.12 |  |  | 201.16 |  | 461.83 |  | 31027 |  |  | 31027 | 10,609.66 189.12 201.16 461.83 | 10609.66 | 189.12 | 201.16 | 461.83 | 10609.66 | 189.12 | 201.16 | 461.83
31028 | 31028 | 500A........................................................................................................................................................................................ | [18 empty] | 14,735.65 |  |  | 189.12 |  |  | 201.16 |  | 461.83 |  | 31028 |  |  | 31028 | 14,735.65 189.12 201.16 461.83 | 14735.65 | 189.12 | 201.16 | 461.83 | 14735.65 | 189.12 | 201.16 | 461.83
31029 | 31029 | 600/ 630A................................................................................................................................................................................ | [18 empty] | 22,398.17 |  |  | 189.12 |  |  | 201.16 |  | 461.83 |  | 31029 |  |  | 31029 | 22,398.17 189.12 201.16 461.83 | 22398.17 | 189.12 | 201.16 | 461.83 | 22398.17 | 189.12 | 201.16 | 461.83
31030 | 31030 | 800A........................................................................................................................................................................................ | [18 empty] | 28,881.86 |  |  | 191.64 |  |  | 204.87 |  | 468.96 |  | 31030 |  |  | 31030 | 28,881.86 191.64 204.87 468.96 | 28881.86 | 191.64 | 204.87 | 468.96 | 28881.86 | 191.64 | 204.87 | 468.96
31031 | 31031 | 1000A...................................................................................................................................................................................... | [18 empty] | 30,650.13 |  |  | 191.64 |  |  | 204.87 |  | 468.96 |  | 31031 |  |  | 31031 | 30,650.13 191.64 204.87 468.96 | 30650.13 | 191.64 | 204.87 | 468.96 | 30650.13 | 191.64 | 204.87 | 468.96
Moulded case circuit breaker (MCCB) for automatic transfer switch c/w
electrical and mechanical interlock device and all necessary accessories;
four-pole type : -
Each
31032 | 31032 | 200A........................................................................................................................................................................................ | [18 empty] | 22,398.17 |  |  | 189.12 |  |  | 201.16 |  | 461.83 |  | 31032 |  |  | 31032 | 22,398.17 189.12 201.16 461.83 | 22398.17 | 189.12 | 201.16 | 461.83 | 22398.17 | 189.12 | 201.16 | 461.83
31033 | 31033 | 300A/ 400A............................................................................................................................................................................. | [18 empty] | 30,650.13 |  |  | 189.12 |  |  | 201.16 |  | 461.83 |  | 31033 |  |  | 31033 | 30,650.13 189.12 201.16 461.83 | 30650.13 | 189.12 | 201.16 | 461.83 | 30650.13 | 189.12 | 201.16 | 461.83
31034 | 31034 | 500A/ 600A............................................................................................................................................................................. | [18 empty] | 34,363.52 |  |  | 189.12 |  |  | 201.16 |  | 461.83 |  | 31034 |  |  | 31034 | 34,363.52 189.12 201.16 461.83 | 34363.52 | 189.12 | 201.16 | 461.83 | 34363.52 | 189.12 | 201.16 | 461.83
42886 | 31/5
31 | 31 | LOW VOLTAGE CUBICLE SWITCHBOARD | [16 empty] | 31
| Item | Item
| LOW VOLTAGE CUBICLE SWITCHBOARD (CONT'D) | [16 empty] | Take | [7 empty] | Take
| Supply | [22 empty] | down |  | down |  |  | Fix
| and | [22 empty] | and |  | and set |  |  | only
| Moulded case circuit breaker (MCCB); breaking capacity 50 kA r.m.s. c/w shunt trip | [17 empty] | fix |  |  |  |  | clear |  | aside for
| coil, wiring and all necessary accessories; three-pole type : - | [14 empty] | away | [9 empty] | re-use
| A | [22 empty] | B |  | C |  |  | D
| Each |  |  | $ | [19 empty] | $ |  | $ |  |  | $
31035 | 31035 | 32A to 63A.............................................................................................................................................................................. | [18 empty] | 1,673.97 |  |  | 223.11 |  |  | 235.02 |  | 432.27 |  | 31035 |  |  | 31035 | 1,673.97 223.11 235.02 432.27 | 1673.97 | 223.11 | 235.02 | 432.27 | 1673.97 | 223.11 | 235.02 | 432.27
31036 | 31036 | 100A to 225A.......................................................................................................................................................................... | [18 empty] | 2,251.61 |  |  | 229.50 |  |  | 243.96 |  | 463.52 |  | 31036 |  |  | 31036 | 2,251.61 229.50 243.96 463.52 | 2251.61 | 229.5 | 243.96 | 463.52 | 2251.61 | 229.5 | 243.96 | 463.52
31037 | 31037 | 225A to 400A.......................................................................................................................................................................... | [18 empty] | 3,259.53 |  |  | 241.96 |  |  | 254.01 |  | 495.76 |  | 31037 |  |  | 31037 | 3,259.53 241.96 254.01 495.76 | 3259.53 | 241.96 | 254.01 | 495.76 | 3259.53 | 241.96 | 254.01 | 495.76
31038 | 31038 | 500A........................................................................................................................................................................................ | [18 empty] | 4,597.52 |  |  | 260.59 |  |  | 275.90 |  | 573.06 |  | 31038 |  |  | 31038 | 4,597.52 260.59 275.90 573.06 | 4597.52 | 260.59 | 275.9 | 573.06 | 4597.52 | 260.59 | 275.9 | 573.06
31039 | 31039 | 600/ 630A................................................................................................................................................................................ | [18 empty] | 5,198.73 |  |  | 261.25 |  |  | 276.51 |  | 589.71 |  | 31039 |  |  | 31039 | 5,198.73 261.25 276.51 589.71 | 5198.73 | 261.25 | 276.51 | 589.71 | 5198.73 | 261.25 | 276.51 | 589.71
31040 | 31040 | 800A........................................................................................................................................................................................ | [18 empty] | 7,002.38 |  |  | 263.81 |  |  | 280.69 |  | 609.02 |  | 31040 |  |  | 31040 | 7,002.38 263.81 280.69 609.02 | 7002.38 | 263.81 | 280.69 | 609.02 | 7002.38 | 263.81 | 280.69 | 609.02
Moulded case circuit breaker (MCCB); breaking capacity 50 kA r.m.s. c/w shunt trip
coil, wiring and all necessary accessories; four-pole type : -
Each
31041 | 31041 | 100A to 225A.......................................................................................................................................................................... | [18 empty] | 2,664.20 |  |  | 240.29 |  |  | 249.65 |  | 484.52 |  | 31041 |  |  | 31041 | 2,664.20 240.29 249.65 484.52 | 2664.2 | 240.29 | 249.65 | 484.52 | 2664.2 | 240.29 | 249.65 | 484.52
31042 | 31042 | 225A to 400A.......................................................................................................................................................................... | [18 empty] | 4,061.15 |  |  | 244.40 |  |  | 256.49 |  | 510.98 |  | 31042 |  |  | 31042 | 4,061.15 244.40 256.49 510.98 | 4061.15 | 244.4 | 256.49 | 510.98 | 4061.15 | 244.4 | 256.49 | 510.98
31043 | 31043 | 500A........................................................................................................................................................................................ | [18 empty] | 6,466.01 |  |  | 262.19 |  |  | 278.45 |  | 584.19 |  | 31043 |  |  | 31043 | 6,466.01 262.19 278.45 584.19 | 6466.01 | 262.19 | 278.45 | 584.19 | 6466.01 | 262.19 | 278.45 | 584.19
31044 | 31044 | 600/ 630A................................................................................................................................................................................ | [18 empty] | 6,466.01 |  |  | 262.86 |  |  | 279.09 |  | 601.50 |  | 31044 |  |  | 31044 | 6,466.01 262.86 279.09 601.50 | 6466.01 | 262.86 | 279.09 | 601.5 | 6466.01 | 262.86 | 279.09 | 601.5
31045 | 31045 | 800A........................................................................................................................................................................................ | [18 empty] | 8,175.34 |  |  | 264.85 |  |  | 282.53 |  | 617.72 |  | 31045 |  |  | 31045 | 8,175.34 264.85 282.53 617.72 | 8175.34 | 264.85 | 282.53 | 617.72 | 8175.34 | 264.85 | 282.53 | 617.72
Fuse-switch; TP&N c/w fuses : -
Each
31046 | 31046 | 32A.......................................................................................................................................................................................... | [18 empty] | 1,060.97 |  |  | 157.43 |  |  | 159.90 |  | 310.70 |  | 31046 |  |  | 31046 | 1,060.97 157.43 159.90 310.70 | 1060.97 | 157.43 | 159.9 | 310.7 | 1060.97 | 157.43 | 159.9 | 310.7
31047 | 31047 | 63A.......................................................................................................................................................................................... | [18 empty] | 1,178.85 |  |  | 157.43 |  |  | 159.90 |  | 310.70 |  | 31047 |  |  | 31047 | 1,178.85 157.43 159.90 310.70 | 1178.85 | 157.43 | 159.9 | 310.7 | 1178.85 | 157.43 | 159.9 | 310.7
31048 | 31048 | 100A........................................................................................................................................................................................ | [18 empty] | 1,296.74 |  |  | 157.43 |  |  | 159.90 |  | 310.70 |  | 31048 |  |  | 31048 | 1,296.74 157.43 159.90 310.70 | 1296.74 | 157.43 | 159.9 | 310.7 | 1296.74 | 157.43 | 159.9 | 310.7
31049 | 31049 | 200A........................................................................................................................................................................................ | [18 empty] | 1,650.39 |  |  | 162.14 |  |  | 167.70 |  | 341.57 |  | 31049 |  |  | 31049 | 1,650.39 162.14 167.70 341.57 | 1650.39 | 162.14 | 167.7 | 341.57 | 1650.39 | 162.14 | 167.7 | 341.57
31050 | 31050 | 300A........................................................................................................................................................................................ | [18 empty] | 2,829.24 |  |  | 173.30 |  |  | 178.37 |  | 411.01 |  | 31050 |  |  | 31050 | 2,829.24 173.30 178.37 411.01 | 2829.24 | 173.3 | 178.37 | 411.01 | 2829.24 | 173.3 | 178.37 | 411.01
31051 | 31051 | 400A........................................................................................................................................................................................ | [18 empty] | 3,065.02 |  |  | 178.91 |  |  | 181.97 |  | 414.00 |  | 31051 |  |  | 31051 | 3,065.02 178.91 181.97 414.00 | 3065.02 | 178.91 | 181.97 | 414 | 3065.02 | 178.91 | 181.97 | 414
31052 | 31052 | 500A........................................................................................................................................................................................ | [18 empty] | 3,595.50 |  |  | 190.64 |  |  | 200.20 |  | 535.27 |  | 31052 |  |  | 31052 | 3,595.50 190.64 200.20 535.27 | 3595.5 | 190.64 | 200.2 | 535.27 | 3595.5 | 190.64 | 200.2 | 535.27
31053 | 31053 | 600A........................................................................................................................................................................................ | [18 empty] | 4,597.52 |  |  | 190.89 |  |  | 200.37 |  | 535.75 |  | 31053 |  |  | 31053 | 4,597.52 190.89 200.37 535.75 | 4597.52 | 190.89 | 200.37 | 535.75 | 4597.52 | 190.89 | 200.37 | 535.75
31/6
31 | 31 | LOW VOLTAGE CUBICLE SWITCHBOARD | [16 empty] | 31
| Item | Item
| LOW VOLTAGE CUBICLE SWITCHBOARD (CONT'D) | [16 empty] | Take | [7 empty] | Take
| Supply | [22 empty] | down |  | down |  |  | Fix
| and | [22 empty] | and |  | and set |  |  | only
| Isolating switch; TP & N : - | [9 empty] | fix | [12 empty] | clear |  | aside for
| away | [24 empty] | re-use
| A | [22 empty] | B |  | C |  |  | D
| Each |  |  | $ | [19 empty] | $ |  | $ |  |  | $
31054 | 31054 | 32A.......................................................................................................................................................................................... | [18 empty] | 736.79 |  |  | 165.17 |  |  | 182.72 |  | 392.83 |  | 31054 |  |  | 31054 | 736.79 165.17 182.72 392.83 | 736.79 | 165.17 | 182.72 | 392.83 | 736.79 | 165.17 | 182.72 | 392.83
31055 | 31055 | 63A.......................................................................................................................................................................................... | [18 empty] | 943.08 |  |  | 165.17 |  |  | 182.72 |  | 392.83 |  | 31055 |  |  | 31055 | 943.08 165.17 182.72 392.83 | 943.08 | 165.17 | 182.72 | 392.83 | 943.08 | 165.17 | 182.72 | 392.83
31056 | 31056 | 100A........................................................................................................................................................................................ | [18 empty] | 1,090.44 |  |  | 165.17 |  |  | 182.72 |  | 392.83 |  | 31056 |  |  | 31056 | 1,090.44 165.17 182.72 392.83 | 1090.44 | 165.17 | 182.72 | 392.83 | 1090.44 | 165.17 | 182.72 | 392.83
31057 | 31057 | 200A........................................................................................................................................................................................ | [18 empty] | 1,473.57 |  |  | 169.44 |  |  | 182.72 |  | 417.92 |  | 31057 |  |  | 31057 | 1,473.57 169.44 182.72 417.92 | 1473.57 | 169.44 | 182.72 | 417.92 | 1473.57 | 169.44 | 182.72 | 417.92
31058 | 31058 | 300A........................................................................................................................................................................................ | [18 empty] | 2,475.59 |  |  | 176.46 |  |  | 191.03 |  | 477.78 |  | 31058 |  |  | 31058 | 2,475.59 176.46 191.03 477.78 | 2475.59 | 176.46 | 191.03 | 477.78 | 2475.59 | 176.46 | 191.03 | 477.78
31059 | 31059 | 400A........................................................................................................................................................................................ | [18 empty] | 2,876.39 |  |  | 176.46 |  |  | 191.03 |  | 477.78 |  | 31059 |  |  | 31059 | 2,876.39 176.46 191.03 477.78 | 2876.39 | 176.46 | 191.03 | 477.78 | 2876.39 | 176.46 | 191.03 | 477.78
31060 | 31060 | 500A........................................................................................................................................................................................ | [18 empty] | 3,448.14 |  |  | 188.29 |  |  | 205.03 |  | 550.80 |  | 31060 |  |  | 31060 | 3,448.14 188.29 205.03 550.80 | 3448.14 | 188.29 | 205.03 | 550.8 | 3448.14 | 188.29 | 205.03 | 550.8
31061 | 31061 | 600A........................................................................................................................................................................................ | [18 empty] | 4,008.09 |  |  | 188.29 |  |  | 205.03 |  | 550.80 |  | 31061 |  |  | 31061 | 4,008.09 188.29 205.03 550.80 | 4008.09 | 188.29 | 205.03 | 550.8 | 4008.09 | 188.29 | 205.03 | 550.8
Power factor correction module; 25kVAr at 380V nominal voltage per stage control
c/w capacitor banks, automatic switching facilities, fuses, control relays, contactors,
ammeters and all necessary control accessories; wiring and interconnection with
other devices for functioning : -
Each
31062 | 31062 | 150 kVAr................................................................................................................................................................................. | [18 empty] | 17,340.90 |  |  | 519.03 |  |  | 545.48 |  | 1,525.79 |  | 31062 |  |  | 31062 | 17,340.90 519.03 545.48 1,525.79 | 17340.9 | 519.03 | 545.48 | 1525.79 | 17340.9 | 519.03 | 545.48 | 1525.79
31063 | 31063 | 200 kVAr................................................................................................................................................................................. | [18 empty] | 23,335.37 |  |  | 682.59 |  |  | 710.24 |  | 1,851.73 |  | 31063 |  |  | 31063 | 23,335.37 682.59 710.24 1,851.73 | 23335.37 | 682.59 | 710.24 | 1851.73 | 23335.37 | 682.59 | 710.24 | 1851.73
31064 | 31064 | 250 kVAr................................................................................................................................................................................. | [18 empty] | 28,587.14 |  |  | 846.40 |  |  | 875.13 |  | 2,104.85 |  | 31064 |  |  | 31064 | 28,587.14 846.40 875.13 2,104.85 | 28587.14 | 846.4 | 875.13 | 2104.85 | 28587.14 | 846.4 | 875.13 | 2104.85
31065 | 31065 | 300 kVAr................................................................................................................................................................................. | [18 empty] | 33,632.63 |  |  | 1,009.61 |  |  | 1,040.64 |  | 2,971.78 |  | 31065 |  |  | 31065 | 33,632.63 1,009.61 1,040.64 2,971.78 | 33632.63 | 1009.61 | 1040.64 | 2971.78 | 33632.63 | 1009.61 | 1040.64 | 2971.78
31066 | 31066 | Add to last item for each additional 50 kVAr........................................................................................................................ | [18 empty] | 4,597.52 |  |  | 163.15 |  |  | 165.61 |  | 538.80 |  | 31066 |  |  | 31066 | 4,597.52 163.15 165.61 538.80 | 4597.52 | 163.15 | 165.61 | 538.8 | 4597.52 | 163.15 | 165.61 | 538.8
Real time power factor correction module; 25/ 50kVAr at 380V nominal voltage per stage
control c/w capacitor banks, automatic switching facilities, fuses, control relays, ammeters
and all necessary control accessories; wiring and interconnection with other devices for
functioning : -
Each
31067 | 31067 | 150 kVAr................................................................................................................................................................................. | [18 empty] | 85,466.72 |  |  | 519.03 |  |  | 545.48 |  | 1,525.79 |  | 31067 |  |  | 31067 | 85,466.72 519.03 545.48 1,525.79 | 85466.72 | 519.03 | 545.48 | 1525.79 | 85466.72 | 519.03 | 545.48 | 1525.79
31068 | 31068 | 200 kVAr................................................................................................................................................................................. | [18 empty] | 94,190.21 |  |  | 682.59 |  |  | 710.24 |  | 1,851.73 |  | 31068 |  |  | 31068 | 94,190.21 682.59 710.24 1,851.73 | 94190.21 | 682.59 | 710.24 | 1851.73 | 94190.21 | 682.59 | 710.24 | 1851.73
31069 | 31069 | 250 kVAr................................................................................................................................................................................. | [18 empty] | 10,079.18 |  |  | 846.40 |  |  | 875.13 |  | 2,104.85 |  | 31069 |  |  | 31069 | 10,079.18 846.40 875.13 2,104.85 | 10079.18 | 846.4 | 875.13 | 2104.85 | 10079.18 | 846.4 | 875.13 | 2104.85
(The actual rate should be : $100,791.80 for Item 31069A)
31070 | 31070 | 300 kVAr................................................................................................................................................................................. | [18 empty] | 10,727.55 |  |  | 1,009.61 |  |  | 1,040.64 |  | 2,971.78 |  | 31070 |  |  | 31070 | 10,727.55 1,009.61 1,040.64 2,971.78 | 10727.55 | 1009.61 | 1040.64 | 2971.78 | 10727.55 | 1009.61 | 1040.64 | 2971.78
(The actual rate should be : $107,275.50 for Item 31070A)
42947 | 31/7
31 | 31 | LOW VOLTAGE CUBICLE SWITCHBOARD | [16 empty] | 31
| Item | Item
| LOW VOLTAGE CUBICLE SWITCHBOARD (CONT'D) | [16 empty] | Take | [7 empty] | Take
| Supply | [22 empty] | down |  | down |  |  | Fix
| and | [22 empty] | and |  | and set |  |  | only
| Sundries : - |  |  |  | fix | [18 empty] | clear |  | aside for
| away | [24 empty] | re-use
| A | [22 empty] | B |  | C |  |  | D
| Each |  |  | $ | [19 empty] | $ |  | $ |  |  | $
31071 | 31071 | Electro-mechanical type earth fault relay (single element) c/w wiring
| and accessories........................................................................................................................................................................ | [19 empty] | 3,837.16 |  |  | 207.53 |  |  | 224.59 |  | 488.99 |  | 31071 |  |  | 31071 | 3,837.16 207.53 224.59 488.99 | 3837.16 | 207.53 | 224.59 | 488.99 | 3837.16 | 207.53 | 224.59 | 488.99
31072 | 31072 | Electro-mechanical type overcurrent relay (three element) c/w wiring
| and accessories........................................................................................................................................................................ | [19 empty] | 8,735.29 |  |  | 289.55 |  |  | 320.89 |  | 667.38 |  | 31072 |  |  | 31072 | 8,735.29 289.55 320.89 667.38 | 8735.29 | 289.55 | 320.89 | 667.38 | 8735.29 | 289.55 | 320.89 | 667.38
31073 | 31073 | Microprocessor-based digital protection relay c/w wiring and accessories........................................................................... | [18 empty] | 9,566.38 |  |  | 270.09 |  |  | 298.26 |  | 564.24 |  | 31073 |  |  | 31073 | 9,566.38 270.09 298.26 564.24 | 9566.38 | 270.09 | 298.26 | 564.24 | 9566.38 | 270.09 | 298.26 | 564.24
31074 | 31074 | Secondary battery system comprising trickle type battery chargers, sealed Ni-Cd/ Ni-MH
| batteries, voltmeter, ammeter and battery test facilities, for voltage rating below 50V D.C................................................ | [19 empty] | 7,145.19 |  |  | 394.91 |  |  | 429.61 |  | 864.54 |  | 31074 |  |  | 31074 | 7,145.19 394.91 429.61 864.54 | 7145.19 | 394.91 | 429.61 | 864.54 | 7145.19 | 394.91 | 429.61 | 864.54
31075 | 31075 | Voltmeter and associated wiring............................................................................................................................................ | [18 empty] | 1,402.83 |  |  | 239.79 |  |  | 245.33 |  | 371.07 |  | 31075 |  |  | 31075 | 1,402.83 239.79 245.33 371.07 | 1402.83 | 239.79 | 245.33 | 371.07 | 1402.83 | 239.79 | 245.33 | 371.07
31076 | 31076 | Ammeter and associated wiring.............................................................................................................................................. | [18 empty] | 1,314.42 |  |  | 239.79 |  |  | 245.33 |  | 371.07 |  | 31076 |  |  | 31076 | 1,314.42 239.79 245.33 371.07 | 1314.42 | 239.79 | 245.33 | 371.07 | 1314.42 | 239.79 | 245.33 | 371.07
31077 | 31077 | Power factor meter and associated wiring.............................................................................................................................. | [18 empty] | 2,475.59 |  |  | 230.11 |  |  | 242.56 |  | 549.06 |  | 31077 |  |  | 31077 | 2,475.59 230.11 242.56 549.06 | 2475.59 | 230.11 | 242.56 | 549.06 | 2475.59 | 230.11 | 242.56 | 549.06
31078 | 31078 | Maximum demand indicating meter and associated wiring................................................................................................... | [18 empty] | 854.67 |  |  | 176.39 |  |  | 197.35 |  | 239.96 |  | 31078 |  |  | 31078 | 854.67 176.39 197.35 239.96 | 854.67 | 176.39 | 197.35 | 239.96 | 854.67 | 176.39 | 197.35 | 239.96
31079 | 31079 | Microprocessor based digital multifunction power meter c/w all necessary interconnection
| wiring for functioning............................................................................................................................................................. | [19 empty] | 4,025.95 |  |  | 255.88 |  |  | 282.87 |  | 475.24 |  | 31079 |  |  | 31079 | 4,025.95 255.88 282.87 475.24 | 4025.95 | 255.88 | 282.87 | 475.24 | 4025.95 | 255.88 | 282.87 | 475.24
31080 | 31080 | Microprocessor based digital power analyzer c/w all necessary interconnection wiring for
| functioning.............................................................................................................................................................................. | [19 empty] | 7,695.09 |  |  | 368.16 |  |  | 527.42 |  | 601.92 |  | 31080 |  |  | 31080 | 7,695.09 368.16 527.42 601.92 | 7695.09 | 368.16 | 527.42 | 601.92 | 7695.09 | 368.16 | 527.42 | 601.92
31081 | 31081 | Anti-condensation heaters and thermostats in switchboard c/w with wiring and
| accessories .............................................................................................................................................................................. | [19 empty] | 1,427.64 |  |  | 233.05 |  |  | 236.59 |  | 355.14 |  | 31081 |  |  | 31081 | 1,427.64 233.05 236.59 355.14 | 1427.64 | 233.05 | 236.59 | 355.14 | 1427.64 | 233.05 | 236.59 | 355.14
31082 | 31082 | Undervoltage relay.................................................................................................................................................................. | [18 empty] | 666.05 |  |  | 156.26 |  |  | 177.06 |  | 207.93 |  | 31082 |  |  | 31082 | 666.05 156.26 177.06 207.93 | 666.05 | 156.26 | 177.06 | 207.93 | 666.05 | 156.26 | 177.06 | 207.93
42978 | 31/8
31 | 31 | LOW VOLTAGE CUBICLE SWITCHBOARD | [16 empty] | 31
| Item | Item
| LOW VOLTAGE CUBICLE SWITCHBOARD (CONT'D) | [16 empty] | Take | [7 empty] | Take
| Supply | [22 empty] | down |  | down |  |  | Fix
| and | [22 empty] | and |  | and set |  |  | only
| Current transformer (for protection) including all wiring and accessories : - | [16 empty] | fix | [5 empty] | clear |  | aside for
| away | [24 empty] | re-use
| A | [22 empty] | B |  | C |  |  | D
| Each |  |  | $ | [19 empty] | $ |  | $ |  |  | $
31083 | 31083 | 200 or 300 or 400 or 500/ 5A................................................................................................................................................. | [18 empty] | 530.48 |  |  | 145.45 |  |  | 162.81 |  | 246.84 |  | 31083 |  |  | 31083 | 530.48 145.45 162.81 246.84 | 530.48 | 145.45 | 162.81 | 246.84 | 530.48 | 145.45 | 162.81 | 246.84
31084 | 31084 | 600 or 800 or 1000/ 5A........................................................................................................................................................... | [18 empty] | 559.96 |  |  | 145.45 |  |  | 162.81 |  | 246.84 |  | 31084 |  |  | 31084 | 559.96 145.45 162.81 246.84 | 559.96 | 145.45 | 162.81 | 246.84 | 559.96 | 145.45 | 162.81 | 246.84
31085 | 31085 | 1200 or 1500/ 5A.................................................................................................................................................................... | [18 empty] | 577.64 |  |  | 145.45 |  |  | 162.81 |  | 246.84 |  | 31085 |  |  | 31085 | 577.64 145.45 162.81 246.84 | 577.64 | 145.45 | 162.81 | 246.84 | 577.64 | 145.45 | 162.81 | 246.84
31086 | 31086 | 1600 or 2000/ 5A.................................................................................................................................................................... | [18 empty] | 601.21 |  |  | 148.01 |  |  | 165.48 |  | 250.70 |  | 31086 |  |  | 31086 | 601.21 148.01 165.48 250.70 | 601.21 | 148.01 | 165.48 | 250.7 | 601.21 | 148.01 | 165.48 | 250.7
31087 | 31087 | 2250 or 2500/ 5A.................................................................................................................................................................... | [18 empty] | 618.91 |  |  | 152.13 |  |  | 169.87 |  | 260.20 |  | 31087 |  |  | 31087 | 618.91 152.13 169.87 260.20 | 618.91 | 152.13 | 169.87 | 260.2 | 618.91 | 152.13 | 169.87 | 260.2
31088 | 31088 | 3000/ 5A.................................................................................................................................................................................. | [18 empty] | 677.84 |  |  | 153.82 |  |  | 171.71 |  | 265.22 |  | 31088 |  |  | 31088 | 677.84 153.82 171.71 265.22 | 677.84 | 153.82 | 171.71 | 265.22 | 677.84 | 153.82 | 171.71 | 265.22
31089 | 31089 | 3200/ 5A.................................................................................................................................................................................. | [18 empty] | 736.79 |  |  | 153.82 |  |  | 171.71 |  | 265.22 |  | 31089 |  |  | 31089 | 736.79 153.82 171.71 265.22 | 736.79 | 153.82 | 171.71 | 265.22 | 736.79 | 153.82 | 171.71 | 265.22
Current transformer (for measurement) including all wiring and accessories : -
Each
31090 | 31090 | 200/ 5A.................................................................................................................................................................................... | [18 empty] | 353.65 |  |  | 145.45 |  |  | 162.81 |  | 246.84 |  | 31090 |  |  | 31090 | 353.65 145.45 162.81 246.84 | 353.65 | 145.45 | 162.81 | 246.84 | 353.65 | 145.45 | 162.81 | 246.84
31091 | 31091 | 300 or 400/ 5A........................................................................................................................................................................ | [18 empty] | 365.44 |  |  | 145.45 |  |  | 162.81 |  | 246.84 |  | 31091 |  |  | 31091 | 365.44 145.45 162.81 246.84 | 365.44 | 145.45 | 162.81 | 246.84 | 365.44 | 145.45 | 162.81 | 246.84
31092 | 31092 | 500 or 600/ 5A........................................................................................................................................................................ | [18 empty] | 371.35 |  |  | 145.45 |  |  | 162.81 |  | 246.84 |  | 31092 |  |  | 31092 | 371.35 145.45 162.81 246.84 | 371.35 | 145.45 | 162.81 | 246.84 | 371.35 | 145.45 | 162.81 | 246.84
31/9
31 | 31 | LOW VOLTAGE CUBICLE SWITCHBOARD | [16 empty] | 31
| Item | Item
| LOW VOLTAGE CUBICLE SWITCHBOARD (CONT'D) | [16 empty] | Take | [7 empty] | Take
| Supply | [22 empty] | down |  | down |  |  | Fix
| and | [22 empty] | and |  | and set |  |  | only
| Current transformer (for measurement) including all wiring and accessories : - | [16 empty] | fix | [5 empty] | clear |  | aside for
| (Cont'd) |  |  | away | [21 empty] | re-use
| A | [22 empty] | B |  | C |  |  | D
| Each |  |  | $ | [19 empty] | $ |  | $ |  |  | $
31093 | 31093 | 800/ 5A.................................................................................................................................................................................... | [18 empty] | 383.13 |  |  | 145.45 |  |  | 162.81 |  | 246.84 |  | 31093 |  |  | 31093 | 383.13 145.45 162.81 246.84 | 383.13 | 145.45 | 162.81 | 246.84 | 383.13 | 145.45 | 162.81 | 246.84
31094 | 31094 | 1000/ 5A.................................................................................................................................................................................. | [18 empty] | 412.60 |  |  | 145.45 |  |  | 162.81 |  | 246.84 |  | 31094 |  |  | 31094 | 412.60 145.45 162.81 246.84 | 412.6 | 145.45 | 162.81 | 246.84 | 412.6 | 145.45 | 162.81 | 246.84
31095 | 31095 | 1200/ 5A.................................................................................................................................................................................. | [18 empty] | 424.39 |  |  | 145.45 |  |  | 162.81 |  | 246.84 |  | 31095 |  |  | 31095 | 424.39 145.45 162.81 246.84 | 424.39 | 145.45 | 162.81 | 246.84 | 424.39 | 145.45 | 162.81 | 246.84
31096 | 31096 | 1500 or 1600/ 5A.................................................................................................................................................................... | [18 empty] | 442.07 |  |  | 145.45 |  |  | 162.81 |  | 246.84 |  | 31096 |  |  | 31096 | 442.07 145.45 162.81 246.84 | 442.07 | 145.45 | 162.81 | 246.84 | 442.07 | 145.45 | 162.81 | 246.84
31097 | 31097 | 2000/ 5A.................................................................................................................................................................................. | [18 empty] | 453.87 |  |  | 145.45 |  |  | 162.81 |  | 246.84 |  | 31097 |  |  | 31097 | 453.87 145.45 162.81 246.84 | 453.87 | 145.45 | 162.81 | 246.84 | 453.87 | 145.45 | 162.81 | 246.84
31098 | 31098 | 2250/ 5A.................................................................................................................................................................................. | [18 empty] | 459.76 |  |  | 145.45 |  |  | 162.81 |  | 246.84 |  | 31098 |  |  | 31098 | 459.76 145.45 162.81 246.84 | 459.76 | 145.45 | 162.81 | 246.84 | 459.76 | 145.45 | 162.81 | 246.84
31099 | 31099 | 2500/ 5A.................................................................................................................................................................................. | [18 empty] | 483.33 |  |  | 145.45 |  |  | 162.81 |  | 246.84 |  | 31099 |  |  | 31099 | 483.33 145.45 162.81 246.84 | 483.33 | 145.45 | 162.81 | 246.84 | 483.33 | 145.45 | 162.81 | 246.84
31100 | 31100 | 3000 or 3200/ 5A.................................................................................................................................................................... | [18 empty] | 506.91 |  |  | 145.45 |  |  | 162.81 |  | 246.84 |  | 31100 |  |  | 31100 | 506.91 145.45 162.81 246.84 | 506.91 | 145.45 | 162.81 | 246.84 | 506.91 | 145.45 | 162.81 | 246.84
Copper busbar, triple pole and full neutral, enclosed inside switchboard c/w
insulation and all necessary accessories : -
Per linear meter
31101 | 31101 | 400A........................................................................................................................................................................................ | [18 empty] | 2,452.01 |  |  | 93.49 |  |  | 100.57 |  | 279.94 |  | 31101 |  |  | 31101 | 2,452.01 93.49 100.57 279.94 | 2452.01 | 93.49 | 100.57 | 279.94 | 2452.01 | 93.49 | 100.57 | 279.94
31102 | 31102 | 600A........................................................................................................................................................................................ | [18 empty] | 2,699.57 |  |  | 99.31 |  |  | 108.42 |  | 298.52 |  | 31102 |  |  | 31102 | 2,699.57 99.31 108.42 298.52 | 2699.57 | 99.31 | 108.42 | 298.52 | 2699.57 | 99.31 | 108.42 | 298.52
31103 | 31103 | 800A........................................................................................................................................................................................ | [18 empty] | 3,230.06 |  |  | 103.77 |  |  | 113.01 |  | 316.84 |  | 31103 |  |  | 31103 | 3,230.06 103.77 113.01 316.84 | 3230.06 | 103.77 | 113.01 | 316.84 | 3230.06 | 103.77 | 113.01 | 316.84
31104 | 31104 | 1000A...................................................................................................................................................................................... | [18 empty] | 3,548.35 |  |  | 109.37 |  |  | 118.68 |  | 333.66 |  | 31104 |  |  | 31104 | 3,548.35 109.37 118.68 333.66 | 3548.35 | 109.37 | 118.68 | 333.66 | 3548.35 | 109.37 | 118.68 | 333.66
31105 | 31105 | 1500A...................................................................................................................................................................................... | [18 empty] | 5,033.69 |  |  | 114.11 |  |  | 124.17 |  | 347.39 |  | 31105 |  |  | 31105 | 5,033.69 114.11 124.17 347.39 | 5033.69 | 114.11 | 124.17 | 347.39 | 5033.69 | 114.11 | 124.17 | 347.39
31106 | 31106 | 2000A...................................................................................................................................................................................... | [18 empty] | 6,112.34 |  |  | 118.60 |  |  | 128.66 |  | 360.83 |  | 31106 |  |  | 31106 | 6,112.34 118.60 128.66 360.83 | 6112.34 | 118.6 | 128.66 | 360.83 | 6112.34 | 118.6 | 128.66 | 360.83
31107 | 31107 | 2500A...................................................................................................................................................................................... | [18 empty] | 7,585.91 |  |  | 128.21 |  |  | 139.00 |  | 397.08 |  | 31107 |  |  | 31107 | 7,585.91 128.21 139.00 397.08 | 7585.91 | 128.21 | 139 | 397.08 | 7585.91 | 128.21 | 139 | 397.08
31108 | 31108 | 3000A...................................................................................................................................................................................... | [18 empty] | 8,841.39 |  |  | 128.21 |  |  | 139.00 |  | 397.08 |  | 31108 |  |  | 31108 | 8,841.39 128.21 139.00 397.08 | 8841.39 | 128.21 | 139 | 397.08 | 8841.39 | 128.21 | 139 | 397.08
Each
31109 | 31109 | Portable earthing equipment for main incoming air circuit breaker...................................................................................... | [18 empty] | 3,312.58 |  |  | 172.35 |  |  | 183.56 |  | 447.98 |  | 31109 |  |  | 31109 | 3,312.58 172.35 183.56 447.98 | 3312.58 | 172.35 | 183.56 | 447.98 | 3312.58 | 172.35 | 183.56 | 447.98
31110 | 31110 | Hydraulic operated truck for handling air circuit breaker, and all necessary accessories..................................................... | [18 empty] | 5,882.46 |  |  | 278.45 |  |  | 368.79 |  | 787.93 |  | 31110 |  |  | 31110 | 5,882.46 278.45 368.79 787.93 | 5882.46 | 278.45 | 368.79 | 787.93 | 5882.46 | 278.45 | 368.79 | 787.93
Per square meter
31111 | 31111 | Rubber mats; ribbed surface comply with BS 921:1976 or IEC 6111:2009, laid in front of
| and at the rear of switchboard; minimum 10mm thick continuous sheet.............................................................................. | [19 empty] | 589.43 |  |  | 35.36 |  |  | 42.43 |  | 176.83 |  | 31111 |  |  | 31111 | 589.43 35.36 42.43 176.83 | 589.43 | 35.36 | 42.43 | 176.83 | 589.43 | 35.36 | 42.43 | 176.83
43039 | 31/10
Section 32
EMERGENCY GENERATOR INSTALLATION
32 | 32 | EMERGENCY GENERATOR INSTALLATION | [16 empty] | 32
SECTION 32
EMERGENCY GENERATOR INSTALLATION
SPECIAL CONDITIONS
| Measurement |  |  | SC32.01 | [6 empty] | All works of electrical power supply up to power supply points (e.g. switchfuse or isolator
| of power supply |  |  | or spur unit and the like) for the equipment shall be measured separately and paid for at
the appropriate rates under Section 27 - Lighting System and Fixtures, Section 28 - Small
Power Distribution, Section 29 - Main Distribution Systems and Section 30 -
Miscellaneous Electrical Installations or other applicable Work Sections of this Schedule.
| Measurement |  |  | SC32.02 | [6 empty] | Where a temporary supply is ordered by the Maintenance Surveyor, the provision of all
| of temporary |  |  | articles, labour and accessory materials (nails, screws, rawplugs and similar) necessary for
| supply | fixing shall be of temporary nature. For "use and waste" of all materials, such as cables,
fittings, switchgear and accessories, etc., for a period of not exceeding four weeks from
the date of certified completion, 50 per cent of the value of the appropriate "supply and
fix" items after the adjustment of contract percentages will be paid. For a period exceeding
four weeks and not exceeding eight weeks, 55 per cent will be paid and for each
subsequent month a further addition of 5 per cent will be made.
For a period of more than six months, the full rates, as for permanent works will be paid,
and the materials will become the property of the Employer.
No extra payment will be made for the removal of materials in connection with the
temporary supply, but the cost of which shall have been included in the payment as
aforementioned in the first paragraph hereof. The date of certified completion of a
temporary supply shall be the date when the installation is first brought into service. The
date when it ceases to be used shall be the date from which the Maintenance Surveyor
instructs the dismantlement of the installation, or the date when the installation is no longer
in use, whichever is earlier.
| Rates generally |  |  | SC32.03 | [6 empty] | The rates for all items shall generally include for : -
| (a) | [11 empty] | Colour band and colour identification work.
| (b) | [11 empty] | Lettering and engraving for identification, signs, labels in both English and
Chinese.
| (c) | [11 empty] | Identification plates, signs, notice plates, discs and labels in both English and
Chinese.
| (d) | [11 empty] | Priming or painting off site and proprietary finishes or surface treatment applied as
part of the production process whether applied before or after fabrication and
assembly.
| (e) | [11 empty] | All protective and finishing painting work, apart from additional painting work
specifically ordered by the Maintenance Surveyor in writing which shall be
measured separately and paid for at the appropriate rates under Section 15 -
Painting of this Schedule.
32/1
32 | 32 | EMERGENCY GENERATOR INSTALLATION | [16 empty] | 32
SPECIAL CONDITIONS
| Rates generally |  |  | SC32.03 | [6 empty] | (f) |  | Any kind of fixing method including drilling of the background and provision
| (Cont'd) |  |  | (Cont'd) | [6 empty] | of all fixings, hangers, nails, bolts, nuts, holes, screws, washers, plugs,
shotfired pins and the like.
| (g) | [11 empty] | Assembling and jointing together with the component parts of composite units
and providing any necessary jointing materials.
| (h) | [11 empty] | All brackets and methods of supports including supporting frames and
anti-vibration mounting.
| (i) | [11 empty] | Provision of expansion joints in service runs wherever they coincide with
structural expansion joints.
| (j) | [11 empty] | Submission of catalogues, technical literature, data, calculations, original
official birth certificate, manufacturing certificates , official test certificates for
major components and approval documentation covering the equipment and
materials being supplied.
| (k) | [11 empty] | Preparing and submitting detail working drawings as required and all shop
drawings for the fabrication and installation.
| (l) | [11 empty] | Attendance, as required, of the manufacturers' representative to assist in the
installation and subsequent testing and commissioning.
| (m) | [11 empty] | Testing and commissioning including submission of Testing and
Commissioning Certificates and Records of Tests.
| (n) | [11 empty] | Provision of all necessary power, fuel, labour and testing instrument of
approved type for testing and commissioning.
| (o) | [11 empty] | Submitting all relevant documentation to Fire Services Department and
obtaining necessary approval.
| (p) | [11 empty] | Obtaining necessary approval from Environment Protection Department
including submission of all relevant documentation.
| (q) | [11 empty] | Preparing and submitting operation and maintenance manuals and as-fitted
drawings for items of works as required.
| (r) | [11 empty] | Provision of schematic diagrams covered front and back with plastic sheet
including fixing to wall.
| (s) | [11 empty] | Provision of manufacturer's guarantee. Submission of sample board for all
materials and accessories, and supply of samples of materials for testing
(including testing to destruction).
| (t) | [11 empty] | Submission of sample board for all compact sized materials and accessories,
and supply of samples of materials for testing (including testing to
destruction).
32/2
32 | 32 | EMERGENCY GENERATOR INSTALLATION | [16 empty] | 32
SPECIAL CONDITIONS
| Rates for |  |  | SC32.04 | [6 empty] | The rates for emergency generator set shall further include for : -
emergency
| generator set |  |  | (a) | [8 empty] | All necessary assembly, orientation, alignment, levelling, lifting and bolting
down facilities, together with the provision of shims and packing pieces, the
clocking of couplings between drivers and rotating equipment, strainers,
instrumentation and the like.
| (b) | [11 empty] | Electric starting equipment including starter motor, starting battery with
hardwood stand and cover, battery charger and all necessary wiring and
switchgear.
| (c) | [11 empty] | Alternator complete with exciter, automatic voltage regulator and termination
box including insulation as specified.
| (d) | [11 empty] | Engine mounted instrument panel including gauges, tachometer and
hourmeter.
| (e) | [11 empty] | Protective screens for flywheel and coupling (if exposed) and other exposed
moving parts.
| (f) | [11 empty] | Engine cooling system including pumps, pipework and valves, regulating
devices, radiator with fan, heat exchanger, expansion tank if required,
ductwork and silencers.
| (g) | [11 empty] | All necessary pipework and associated fittings for filling, overflow, outlet,
drain, return and vent including necessary connection and jointing, valves,
pipework hangers, supports, anchor and the like.
| (h) | [11 empty] | Engine exhaust system including fan, silencer, bellows, hangers with
anti-vibration spring mechanism, pipework, ductwork, insulation, cladding,
clamps, flange couplings, heat resisting jointing and the like.
| (i) | [11 empty] | All necessary operational and control accessories (e.g. selector switch, key
switch, fuel control solenoid, relays, fuses, contactors, push button, indication
lamp, meters and the like) that are required to put the generator set in proper
operation.
| (j) | [11 empty] | Anti-vibration materials and sound insulation materials in generator set bases.
| (k) | [11 empty] | Earth/ equipotential bonding.
| (l) | [11 empty] | All lubricating oil and greases, including initial charge and subsequent
replenishment during warranty period.
32/3
32 | 32 | EMERGENCY GENERATOR INSTALLATION | [16 empty] | 32
SPECIAL CONDITIONS
| Rates for fuel |  |  | SC32.05 | [6 empty] | The rates for fuel oil supply system shall further include for : -
oil supply system
| (a) | [11 empty] | Daily services fuel tank complete with socket connections for filling, overflow,
outlet, drain, return and vent including all necessary fittings, union couplings,
strainers, valves and the like, content gauge units, oil drip trays and all necessary
accessories.
| (b) | [11 empty] | All necessary pipework and associated fittings for filling, overflow, outlet,
drain, return and vent including necessary connections and jointing with diesel
resistant jointing materials, valves, pipework hangers, supports, anchors and
the like.
| (c) | [11 empty] | Oil transfer pump, injection pump, oil hand pump, injectors and filters.
| (d) | [11 empty] | Dial gauge, float switch, quick closing mechanism comprising break glass unit,
pull handle, pulley, steel wire rope and the like.
| (e) | [11 empty] | Mild steel stand and all necessary accessories required for the completion of
the system.
| (f) | [11 empty] | Hydraulic test on the system including draining, drying and flushing all
pipework, fittings and valves after the test.
| Rates for |  |  | SC32.06 | [6 empty] | The rates for lifting hoist shall further include for : -
lifting hoist
| (a) | [11 empty] | Geared trolley, load chain, hooks with catch and ball or roller bearings.
| (b) | [11 empty] | Submission of test certificate for the load chain.
| (c) | [11 empty] | Submission of test certificate for the lift hoist.
| (d) | [11 empty] | Structural calculation and surveyor's certificate of I-beam.
| Rates for |  |  | SC32.07 | [6 empty] | The rates for acoustic treatment installation shall further include for providing all
| acoustic |  |  | necessary suitable acoustic treatment to achieve acceptable noise levels as specified,
| treatment |  |  | including : -
installation
| (a) | [11 empty] | Pipework acoustic sleeving to all pipes penetrating building structure and
provision of split clamping rings, resilient hangers and seals.
| (b) | [11 empty] | Acoustic treatment to walls, doors, louvres and ceiling of the emergency
generator room and provision of galvanized steel framing with fixing
accessories, polyester membrane lining and protective perforated steel
sheeting.
| (c) | [11 empty] | Duct silencers for ventilation fans, air inlet louvres, air discharge louvres,
coupled radiators and all other air passage.
| (d) | [11 empty] | Mufflers for engine exhaust air system.
32/4
32 | 32 | EMERGENCY GENERATOR INSTALLATION | [16 empty] | 32
SPECIAL CONDITIONS
| Rates for "Take |  |  |  | SC32.08 | [5 empty] | The rates for "Take down and clear away" or " Take down and set aside for re-use"
| down and clear |  |  | existing items in connection with emergency generator set shall further include for :-
away" or "Take
| down and set aside |  |  |  |  | (a) | [6 empty] | Taking down all associated plumbing works and building services works.
for re-use"
| (b) | [11 empty] | Plugging off remaining ends with plugs or caps as required.
| (c) | [11 empty] | Preparing remaining ends of plumbing works and building services works to
receive connections with new work if required.
| (d) | [11 empty] | Making good all works disturbed.
| Particular |  |  | SC32.09 | [6 empty] | The Particular Specification for emergency generator set can be found in the Contract.
Specification
32/5
32 | 32 | EMERGENCY GENERATOR INSTALLATION | [16 empty] | 32
| Item | Item
EMERGENCY GENERATOR SET
| Take | [24 empty] | Take
| Supply | [22 empty] | down |  | down |  |  | Fix
| Emergency generator installation comprising diesel engine, alternator, electrical | [16 empty] | and | [5 empty] | and |  | and set |  |  | only
| starting system, cooling system, fresh air supply/ exhaust air system, exhaust air | [16 empty] | fix | [5 empty] | clear |  | aside for
| ductwork, exhaust pipework with cladding and thermal insulation (each within | [16 empty] | away | [7 empty] | re-use
10m), intake/ discharge silencers, protection device and all necessary accessories : -
| A | [22 empty] | B |  | C |  |  | D
| Per item |  |  | $ | [19 empty] | $ |  | $ |  |  | $
32001 | 32001 | Not exceeding 100 kVA ......................................................................................................................................................... | [17 empty] | 25,261.10 2,324.27 2,574.21 | [7 empty] | 6,955.21 |  |  | 32001 |  | TRUE | 32001 | 25,261.10 2,324.27 2,574.21 6,955.21 | 25261.1 | 2324.27 | 2574.21 | 6955.21 | 25261.1 | 2324.27 | 2574.21 | 6955.21
(The actual rate should be : $252,611.00 for Item 32001A)
32002 | 32002 | 100 - 150 kVA......................................................................................................................................................................... | [17 empty] | 29,471.28 2,663.10 2,904.24 | [7 empty] | 8,530.53 |  |  | 32002 |  |  | 32002 | 29,471.28 2,663.10 2,904.24 8,530.53 | 29471.28 | 2663.1 | 2904.24 | 8530.53 | 29471.28 | 2663.1 | 2904.24 | 8530.53
(The actual rate should be : $294,712.80 for Item 32002A)
32003 | 32003 | 150 - 200 kVA......................................................................................................................................................................... | [17 empty] | 33,681.46 2,832.07 3,068.81 | [7 empty] | 9,682.55 |  |  | 32003 |  |  | 32003 | 33,681.46 2,832.07 3,068.81 9,682.55 | 33681.46 | 2832.07 | 3068.81 | 9682.55 | 33681.46 | 2832.07 | 3068.81 | 9682.55
(The actual rate should be : $336,814.60 for Item 32003A)
32004 | 32004 | 200 - 250 kVA......................................................................................................................................................................... | [17 empty] | 37,891.65 3,124.25 3,359.24 10,951.61 | [10 empty] | 32004 |  |  | 32004 | 37,891.65 3,124.25 3,359.24 10,951.61 | 37891.65 | 3124.25 | 3359.24 | 10951.61 | 37891.65 | 3124.25 | 3359.24 | 10951.61
(The actual rate should be : $378,916.50 for Item 32004A)
32005 | 32005 | 250 - 300 kVA......................................................................................................................................................................... | [17 empty] | 46,312.01 3,177.06 3,407.64 11,346.76 | [10 empty] | 32005 |  |  | 32005 | 46,312.01 3,177.06 3,407.64 11,346.76 | 46312.01 | 3177.06 | 3407.64 | 11346.76 | 46312.01 | 3177.06 | 3407.64 | 11346.76
(The actual rate should be : $463,120.10 for Item 32005A)
32006 | 32006 | 300 - 350 kVA......................................................................................................................................................................... | [17 empty] | 53,048.30 3,338.11 3,615.34 12,705.59 | [10 empty] | 32006 |  |  | 32006 | 53,048.30 3,338.11 3,615.34 12,705.59 | 53048.3 | 3338.11 | 3615.34 | 12705.59 | 53048.3 | 3338.11 | 3615.34 | 12705.59
(The actual rate should be : $530,483.00 for Item 32006A)
32007 | 32007 | 350 - 400 kVA......................................................................................................................................................................... | [17 empty] | 58,942.56 3,338.11 3,615.34 12,705.59 | [10 empty] | 32007 |  |  | 32007 | 58,942.56 3,338.11 3,615.34 12,705.59 | 58942.56 | 3338.11 | 3615.34 | 12705.59 | 58942.56 | 3338.11 | 3615.34 | 12705.59
(The actual rate should be : $589,425.60 for Item 32007A)
32008 | 32008 | 400 - 450 kVA......................................................................................................................................................................... | [17 empty] | 71,573.11 3,485.08 3,765.83 13,837.36 | [10 empty] | 32008 |  |  | 32008 | 71,573.11 3,485.08 3,765.83 13,837.36 | 71573.11 | 3485.08 | 3765.83 | 13837.36 | 71573.11 | 3485.08 | 3765.83 | 13837.36
(The actual rate should be : $715,731.10 for Item 32008A)
32009 | 32009 | 450 - 500 kVA......................................................................................................................................................................... | [17 empty] | 75,783.29 3,485.08 3,765.83 13,837.36 | [10 empty] | 32009 |  |  | 32009 | 75,783.29 3,485.08 3,765.83 13,837.36 | 75783.29 | 3485.08 | 3765.83 | 13837.36 | 75783.29 | 3485.08 | 3765.83 | 13837.36
(The actual rate should be : $757,832.90 for Item 32009A)
32010 | 32010 | 500 - 550 kVA......................................................................................................................................................................... | [17 empty] | 84,203.66 3,821.27 4,149.55 16,166.92 | [10 empty] | 32010 |  |  | 32010 | 84,203.66 3,821.27 4,149.55 16,166.92 | 84203.66 | 3821.27 | 4149.55 | 16166.92 | 84203.66 | 3821.27 | 4149.55 | 16166.92
(The actual rate should be : $842,036.60 for Item 32010A)
32011 | 32011 | 550 - 600 kVA......................................................................................................................................................................... | [17 empty] | 92,624.02 3,821.27 4,149.55 16,166.92 | [10 empty] | 32011 |  |  | 32011 | 92,624.02 3,821.27 4,149.55 16,166.92 | 92624.02 | 3821.27 | 4149.55 | 16166.92 | 92624.02 | 3821.27 | 4149.55 | 16166.92
(The actual rate should be : $926,240.20 for Item 32011A)
32/6
32 | 32 | EMERGENCY GENERATOR INSTALLATION | [16 empty] | 32
| Item | Item
EMERGENCY GENERATOR SET (CONT'D)
| Take | [24 empty] | Take
| Supply | [22 empty] | down |  | down |  | Fix
| Emergency generator installation (remote radiator type) comprises with diesel engine, alternator, | [17 empty] | and |  |  |  |  | and |  | and set |  | only
| electrical starting system, cooling system (excluding remote radiator), fresh air supply/ exhaust | [17 empty] | fix |  |  |  |  | clear |  | aside for
| air system, exhaust air ductwork, exhaust pipework with cladding and thermal insulation | [17 empty] | away | [6 empty] | re-use
(each within 10m), intake/ discharge silencers, protection device and all necessary accessories : -
| A | [22 empty] | B |  | C |  | D
| Per item |  |  | $ | [19 empty] | $ |  | $ |  | $
32012 | 32012 | for generator set n.e. 100 kVA ............................................................................................................................................... | [17 empty] | 50,522.19 2,324.27 2,574.21 | [7 empty] | 6,955.21 |  |  | 32012 |  |  | 32012 | 50,522.19 2,324.27 2,574.21 6,955.21 | 50522.19 | 2324.27 | 2574.21 | 6955.21 | 50522.19 | 2324.27 | 2574.21 | 6955.21
32013 | 32013 | for generator set 100 - 150 kVA............................................................................................................................................. | [17 empty] | 51,925.59 2,663.10 2,904.24 | [7 empty] | 8,530.53 |  |  | 32013 |  |  | 32013 | 51,925.59 2,663.10 2,904.24 8,530.53 | 51925.59 | 2663.1 | 2904.24 | 8530.53 | 51925.59 | 2663.1 | 2904.24 | 8530.53
32014 | 32014 | for generator set 150 - 200 kVA............................................................................................................................................. | [17 empty] | 53,328.98 2,832.08 3,068.81 | [7 empty] | 9,682.55 |  |  | 32014 |  |  | 32014 | 53,328.98 2,832.08 3,068.81 9,682.55 | 53328.98 | 2832.08 | 3068.81 | 9682.55 | 53328.98 | 2832.08 | 3068.81 | 9682.55
32015 | 32015 | for generator set 200 - 250 kVA............................................................................................................................................. | [17 empty] | 54,732.38 3,124.25 3,359.23 10,951.62 | [10 empty] | 32015 |  |  | 32015 | 54,732.38 3,124.25 3,359.23 10,951.62 | 54732.38 | 3124.25 | 3359.23 | 10951.62 | 54732.38 | 3124.25 | 3359.23 | 10951.62
32016 | 32016 | for generator set 250 - 300 kVA............................................................................................................................................. | [17 empty] | 57,138.20 3,177.06 3,407.64 11,346.76 | [10 empty] | 32016 |  |  | 32016 | 57,138.20 3,177.06 3,407.64 11,346.76 | 57138.2 | 3177.06 | 3407.64 | 11346.76 | 57138.2 | 3177.06 | 3407.64 | 11346.76
32017 | 32017 | for generator set 300 - 350 kVA............................................................................................................................................. | [17 empty] | 59,544.02 3,338.11 3,615.34 12,705.59 | [10 empty] | 32017 |  |  | 32017 | 59,544.02 3,338.11 3,615.34 12,705.59 | 59544.02 | 3338.11 | 3615.34 | 12705.59 | 59544.02 | 3338.11 | 3615.34 | 12705.59
32018 | 32018 | for generator set 350 - 400 kVA............................................................................................................................................. | [17 empty] | 61,949.83 3,338.11 3,615.34 12,705.59 | [10 empty] | 32018 |  |  | 32018 | 61,949.83 3,338.11 3,615.34 12,705.59 | 61949.83 | 3338.11 | 3615.34 | 12705.59 | 61949.83 | 3338.11 | 3615.34 | 12705.59
32019 | 32019 | for generator set 400 - 450 kVA............................................................................................................................................. | [17 empty] | 64,355.65 3,485.08 3,765.84 13,837.36 | [10 empty] | 32019 |  |  | 32019 | 64,355.65 3,485.08 3,765.84 13,837.36 | 64355.65 | 3485.08 | 3765.84 | 13837.36 | 64355.65 | 3485.08 | 3765.84 | 13837.36
32020 | 32020 | for generator set 450 - 500 kVA............................................................................................................................................. | [17 empty] | 66,761.47 3,485.08 3,765.84 13,837.36 | [10 empty] | 32020 |  |  | 32020 | 66,761.47 3,485.08 3,765.84 13,837.36 | 66761.47 | 3485.08 | 3765.84 | 13837.36 | 66761.47 | 3485.08 | 3765.84 | 13837.36
32021 | 32021 | for generator set 500 - 550 kVA............................................................................................................................................. | [17 empty] | 69,167.29 3,821.27 4,149.54 16,166.92 | [10 empty] | 32021 |  |  | 32021 | 69,167.29 3,821.27 4,149.54 16,166.92 | 69167.29 | 3821.27 | 4149.54 | 16166.92 | 69167.29 | 3821.27 | 4149.54 | 16166.92
32022 | 32022 | for generator set 550 - 600 kVA............................................................................................................................................. | [17 empty] | 71,573.11 3,821.27 4,149.54 16,166.92 | [10 empty] | 32022 |  |  | 32022 | 71,573.11 3,821.27 4,149.54 16,166.92 | 71573.11 | 3821.27 | 4149.54 | 16166.92 | 71573.11 | 3821.27 | 4149.54 | 16166.92
Remote radiator for emergency generator set c/w remote radiator system, cooling system and
pipework, fresh air supply/ exhaust air system, exhaust air ductwork, intake/ discharge silencers,
protection device, all cabling and wiring works and all necessary accessories : -
Per item
32023 | 32023 | for generator set n.e. 100 kVA ............................................................................................................................................... | [17 empty] | 58,942.56 2,324.27 2,574.21 | [7 empty] | 6,955.21 |  |  | 32023 |  |  | 32023 | 58,942.56 2,324.27 2,574.21 6,955.21 | 58942.56 | 2324.27 | 2574.21 | 6955.21 | 58942.56 | 2324.27 | 2574.21 | 6955.21
32024 | 32024 | for generator set 100 - 150 kVA............................................................................................................................................. | [17 empty] | 60,345.95 2,663.10 2,904.24 | [7 empty] | 8,530.53 |  |  | 32024 |  |  | 32024 | 60,345.95 2,663.10 2,904.24 8,530.53 | 60345.95 | 2663.1 | 2904.24 | 8530.53 | 60345.95 | 2663.1 | 2904.24 | 8530.53
32025 | 32025 | for generator set 150 - 200 kVA............................................................................................................................................. | [17 empty] | 61,749.35 2,832.08 3,068.81 | [7 empty] | 9,682.55 |  |  | 32025 |  |  | 32025 | 61,749.35 2,832.08 3,068.81 9,682.55 | 61749.35 | 2832.08 | 3068.81 | 9682.55 | 61749.35 | 2832.08 | 3068.81 | 9682.55
32026 | 32026 | for generator set 200 - 250 kVA............................................................................................................................................. | [17 empty] | 63,152.74 3,124.25 3,359.23 10,951.62 | [10 empty] | 32026 |  |  | 32026 | 63,152.74 3,124.25 3,359.23 10,951.62 | 63152.74 | 3124.25 | 3359.23 | 10951.62 | 63152.74 | 3124.25 | 3359.23 | 10951.62
32027 | 32027 | for generator set 250 - 300 kVA............................................................................................................................................. | [17 empty] | 65,558.56 3,177.06 3,407.64 11,346.76 | [10 empty] | 32027 |  |  | 32027 | 65,558.56 3,177.06 3,407.64 11,346.76 | 65558.56 | 3177.06 | 3407.64 | 11346.76 | 65558.56 | 3177.06 | 3407.64 | 11346.76
32028 | 32028 | for generator set 300 - 350 kVA............................................................................................................................................. | [17 empty] | 67,964.38 3,338.11 3,615.34 12,705.59 | [10 empty] | 32028 |  |  | 32028 | 67,964.38 3,338.11 3,615.34 12,705.59 | 67964.38 | 3338.11 | 3615.34 | 12705.59 | 67964.38 | 3338.11 | 3615.34 | 12705.59
32029 | 32029 | for generator set 350 - 400 kVA............................................................................................................................................. | [17 empty] | 70,370.20 3,338.11 3,615.34 12,705.59 | [10 empty] | 32029 |  |  | 32029 | 70,370.20 3,338.11 3,615.34 12,705.59 | 70370.2 | 3338.11 | 3615.34 | 12705.59 | 70370.2 | 3338.11 | 3615.34 | 12705.59
32030 | 32030 | for generator set 400 - 450 kVA............................................................................................................................................. | [17 empty] | 72,776.02 3,485.08 3,765.84 13,837.36 | [10 empty] | 32030 |  |  | 32030 | 72,776.02 3,485.08 3,765.84 13,837.36 | 72776.02 | 3485.08 | 3765.84 | 13837.36 | 72776.02 | 3485.08 | 3765.84 | 13837.36
32031 | 32031 | for generator set 450 - 500 kVA............................................................................................................................................. | [17 empty] | 75,181.84 3,485.08 3,765.84 13,837.36 | [10 empty] | 32031 |  |  | 32031 | 75,181.84 3,485.08 3,765.84 13,837.36 | 75181.84 | 3485.08 | 3765.84 | 13837.36 | 75181.84 | 3485.08 | 3765.84 | 13837.36
32032 | 32032 | for generator set 500 - 550 kVA............................................................................................................................................. | [17 empty] | 77,587.66 3,821.27 4,149.54 16,166.92 | [10 empty] | 32032 |  |  | 32032 | 77,587.66 3,821.27 4,149.54 16,166.92 | 77587.66 | 3821.27 | 4149.54 | 16166.92 | 77587.66 | 3821.27 | 4149.54 | 16166.92
32033 | 32033 | for generator set 550 - 600 kVA............................................................................................................................................. | [17 empty] | 79,993.48 3,821.27 4,149.54 16,166.92 | [10 empty] | 32033 |  |  | 32033 | 79,993.48 3,821.27 4,149.54 16,166.92 | 79993.48 | 3821.27 | 4149.54 | 16166.92 | 79993.48 | 3821.27 | 4149.54 | 16166.92
32/7
32 | 32 | EMERGENCY GENERATOR INSTALLATION | [16 empty] | 32
| Item | Item
| EMERGENCY GENERATOR SET (CONT'D) | [14 empty] | Take | [9 empty] | Take
| Supply | [22 empty] | down |  | down |  | Fix
| and | [22 empty] | and |  | and set |  | only
| Exhaust pipework c/w cladding, thermal insulation and necessary accessories : - | [16 empty] | fix | [5 empty] | clear |  | aside for
| away | [24 empty] | re-use
| A | [22 empty] | B |  | C |  | D
| Per linear metre |  |  |  |  | $ | [17 empty] | $ |  | $ |  | $
32034 | 32034 | for generator set n.e. 100 kVA ............................................................................................................................................... | [17 empty] | 2,736.62 |  |  |  | 74.80 |  |  | 88.01 | 337.07 |  |  | 32034 |  |  | 32034 | 2,736.62 74.80 88.01 337.07 | 2736.62 | 74.8 | 88.01 | 337.07 | 2736.62 | 74.8 | 88.01 | 337.07
32035 | 32035 | for generator set 100 - 150 kVA............................................................................................................................................. | [17 empty] | 2,947.13 |  |  |  | 74.80 |  |  | 88.01 | 337.07 |  |  | 32035 |  |  | 32035 | 2,947.13 74.80 88.01 337.07 | 2947.13 | 74.8 | 88.01 | 337.07 | 2947.13 | 74.8 | 88.01 | 337.07
32036 | 32036 | for generator set 150 - 200 kVA............................................................................................................................................. | [17 empty] | 3,157.64 |  |  |  | 91.53 |  |  | 101.21 | 381.08 |  |  | 32036 |  |  | 32036 | 3,157.64 91.53 101.21 381.08 | 3157.64 | 91.53 | 101.21 | 381.08 | 3157.64 | 91.53 | 101.21 | 381.08
32037 | 32037 | for generator set 200 - 250 kVA............................................................................................................................................. | [17 empty] | 3,368.15 |  |  |  | 91.53 |  |  | 113.53 | 417.16 |  |  | 32037 |  |  | 32037 | 3,368.15 91.53 113.53 417.16 | 3368.15 | 91.53 | 113.53 | 417.16 | 3368.15 | 91.53 | 113.53 | 417.16
32038 | 32038 | for generator set 250 - 300 kVA............................................................................................................................................. | [17 empty] | 3,713.98 |  |  |  | 95.05 |  |  | 116.17 | 427.71 |  |  | 32038 |  |  | 32038 | 3,713.98 95.05 116.17 427.71 | 3713.98 | 95.05 | 116.17 | 427.71 | 3713.98 | 95.05 | 116.17 | 427.71
32039 | 32039 | for generator set 300 - 350 kVA............................................................................................................................................. | [17 empty] | 4,059.82 |  |  |  | 117.05 |  |  | 136.41 | 504.28 |  |  | 32039 |  |  | 32039 | 4,059.82 117.05 136.41 504.28 | 4059.82 | 117.05 | 136.41 | 504.28 | 4059.82 | 117.05 | 136.41 | 504.28
32040 | 32040 | for generator set 350 - 400 kVA............................................................................................................................................. | [17 empty] | 4,405.66 |  |  |  | 120.58 |  |  | 140.81 | 541.25 |  |  | 32040 |  |  | 32040 | 4,405.66 120.58 140.81 541.25 | 4405.66 | 120.58 | 140.81 | 541.25 | 4405.66 | 120.58 | 140.81 | 541.25
32041 | 32041 | for generator set 400 - 450 kVA............................................................................................................................................. | [17 empty] | 4,751.49 |  |  |  | 129.36 |  |  | 164.58 | 581.74 |  |  | 32041 |  |  | 32041 | 4,751.49 129.36 164.58 581.74 | 4751.49 | 129.36 | 164.58 | 581.74 | 4751.49 | 129.36 | 164.58 | 581.74
32042 | 32042 | for generator set 450 - 500 kVA............................................................................................................................................. | [17 empty] | 5,097.33 |  |  |  | 159.30 |  |  | 188.33 | 682.94 |  |  | 32042 |  |  | 32042 | 5,097.33 159.30 188.33 682.94 | 5097.33 | 159.3 | 188.33 | 682.94 | 5097.33 | 159.3 | 188.33 | 682.94
32043 | 32043 | for generator set 500 - 550 kVA............................................................................................................................................. | [17 empty] | 5,443.17 |  |  |  | 179.53 |  |  | 211.24 | 765.66 |  |  | 32043 |  |  | 32043 | 5,443.17 179.53 211.24 765.66 | 5443.17 | 179.53 | 211.24 | 765.66 | 5443.17 | 179.53 | 211.24 | 765.66
32044 | 32044 | for generator set 550 - 600 kVA............................................................................................................................................. | [17 empty] | 5,789.00 |  |  |  | 199.79 |  |  | 227.95 | 852.79 |  |  | 32044 |  |  | 32044 | 5,789.00 199.79 227.95 852.79 | 5789 | 199.79 | 227.95 | 852.79 | 5789 | 199.79 | 227.95 | 852.79
Fuel oil supply system including daily services fuel tank c/w socket connections
for filling, overflow, outlet, drain, return and vent including all necessary fittings, union
couplings, strainer, valve and the like, content gauge unit, oil drip tray and all
necessary accessories : -
Per item
32045 | 32045 | for generator set n.e. 100 kVA ............................................................................................................................................... | [17 empty] | 50,522.19 |  |  |  | 631.02 |  |  | 689.10 | 1,563.01 |  |  | 32045 |  |  | 32045 | 50,522.19 631.02 689.10 1,563.01 | 50522.19 | 631.02 | 689.1 | 1563.01 | 50522.19 | 631.02 | 689.1 | 1563.01
32046 | 32046 | for generator set 100 - 150 kVA............................................................................................................................................. | [17 empty] | 53,584.15 |  |  |  | 780.64 |  |  | 847.51 | 1,950.24 |  |  | 32046 |  |  | 32046 | 53,584.15 780.64 847.51 1,950.24 | 53584.15 | 780.64 | 847.51 | 1950.24 | 53584.15 | 780.64 | 847.51 | 1950.24
32047 | 32047 | for generator set 150 - 200 kVA............................................................................................................................................. | [17 empty] | 56,646.10 |  |  |  | 824.62 |  |  | 908.23 | 2,017.12 |  |  | 32047 |  |  | 32047 | 56,646.10 824.62 908.23 2,017.12 | 56646.1 | 824.62 | 908.23 | 2017.12 | 56646.1 | 824.62 | 908.23 | 2017.12
32048 | 32048 | for generator set 200 - 250 kVA............................................................................................................................................. | [17 empty] | 59,708.05 |  |  |  | 886.24 |  |  | 975.13 | 2,172.02 |  |  | 32048 |  |  | 32048 | 59,708.05 886.24 975.13 2,172.02 | 59708.05 | 886.24 | 975.13 | 2172.02 | 59708.05 | 886.24 | 975.13 | 2172.02
32049 | 32049 | for generator set 250 - 300 kVA............................................................................................................................................. | [17 empty] | 62,770.00 |  |  |  | 935.52 1,014.73 |  |  |  | 2,326.91 |  |  | 32049 |  |  | 32049 | 62,770.00 935.52 1,014.73 2,326.91 | 62770 | 935.52 | 1014.73 | 2326.91 | 62770 | 935.52 | 1014.73 | 2326.91
32050 | 32050 | for generator set 300 - 350 kVA............................................................................................................................................. | [17 empty] | 65,831.95 1,093.91 1,173.13 | [7 empty] | 2,756.38 |  |  | 32050 |  |  | 32050 | 65,831.95 1,093.91 1,173.13 2,756.38 | 65831.95 | 1093.91 | 1173.13 | 2756.38 | 65831.95 | 1093.91 | 1173.13 | 2756.38
32051 | 32051 | for generator set 350 - 400 kVA............................................................................................................................................. | [17 empty] | 68,893.90 1,134.41 1,284.90 | [7 empty] | 3,042.42 |  |  | 32051 |  |  | 32051 | 68,893.90 1,134.41 1,284.90 3,042.42 | 68893.9 | 1134.41 | 1284.9 | 3042.42 | 68893.9 | 1134.41 | 1284.9 | 3042.42
32052 | 32052 | for generator set 400 - 450 kVA............................................................................................................................................. | [17 empty] | 71,955.85 1,258.50 1,332.43 | [7 empty] | 3,223.70 |  |  | 32052 |  |  | 32052 | 71,955.85 1,258.50 1,332.43 3,223.70 | 71955.85 | 1258.5 | 1332.43 | 3223.7 | 71955.85 | 1258.5 | 1332.43 | 3223.7
32053 | 32053 | for generator set 450 - 500 kVA............................................................................................................................................. | [17 empty] | 75,017.80 1,318.35 1,382.60 | [7 empty] | 3,595.08 |  |  | 32053 |  |  | 32053 | 75,017.80 1,318.35 1,382.60 3,595.08 | 75017.8 | 1318.35 | 1382.6 | 3595.08 | 75017.8 | 1318.35 | 1382.6 | 3595.08
32054 | 32054 | for generator set 500 - 550 kVA............................................................................................................................................. | [17 empty] | 78,079.76 1,412.51 1,489.96 | [7 empty] | 3,749.99 |  |  | 32054 |  |  | 32054 | 78,079.76 1,412.51 1,489.96 3,749.99 | 78079.76 | 1412.51 | 1489.96 | 3749.99 | 78079.76 | 1412.51 | 1489.96 | 3749.99
32055 | 32055 | for generator set 550 - 600 kVA............................................................................................................................................. | [17 empty] | 81,141.71 1,623.73 1,807.66 | [7 empty] | 4,218.18 |  |  | 32055 |  |  | 32055 | 81,141.71 1,623.73 1,807.66 4,218.18 | 81141.71 | 1623.73 | 1807.66 | 4218.18 | 81141.71 | 1623.73 | 1807.66 | 4218.18
32/8
32 | 32 | EMERGENCY GENERATOR INSTALLATION | [16 empty] | 32
| Item | Item
| EMERGENCY GENERATOR SET (CONT'D) | [14 empty] | Take | [9 empty] | Take
| Supply | [22 empty] | down |  | down |  | Fix
| and | [22 empty] | and |  | and set |  | only
| Topping up of fuel oil tanks with fuel of 0.005% sulphur content and of capacity : - | [17 empty] | fix |  |  |  |  | clear |  | aside for
| away | [24 empty] | re-use
| A | [22 empty] | B |  | C |  | D
| Per item |  |  | $ | [19 empty] | $ |  | $ |  | $
32056 | 32056 | Not exceeding 300 litres ........................................................................................................................................................ | [17 empty] | 3,789.15 |  |  |  | - |  |  | - | - |  |  | 32056 |  |  | 32056 | 3,789.15 - - - | 3789.15 | #VALUE! | #VALUE! | #VALUE! | 3789.15 | - | - | -
32057 | 32057 | 300 - 400 litres........................................................................................................................................................................ | [17 empty] | 5,052.22 |  |  |  | - |  |  | - | - |  |  | 32057 |  |  | 32057 | 5,052.22 - - - | 5052.22 | #VALUE! | #VALUE! | #VALUE! | 5052.22 | - | - | -
32058 | 32058 | 400 - 500 litres........................................................................................................................................................................ | [17 empty] | 6,315.26 |  |  |  | - |  |  | - | - |  |  | 32058 |  |  | 32058 | 6,315.26 - - - | 6315.26 | #VALUE! | #VALUE! | #VALUE! | 6315.26 | - | - | -
32059 | 32059 | 500 - 600 litres........................................................................................................................................................................ | [17 empty] | 7,578.33 |  |  |  | - |  |  | - | - |  |  | 32059 |  |  | 32059 | 7,578.33 - - - | 7578.33 | #VALUE! | #VALUE! | #VALUE! | 7578.33 | - | - | -
32060 | 32060 | 600 - 700 litres........................................................................................................................................................................ | [17 empty] | 8,841.37 |  |  |  | - |  |  | - | - |  |  | 32060 |  |  | 32060 | 8,841.37 - - - | 8841.37 | #VALUE! | #VALUE! | #VALUE! | 8841.37 | - | - | -
32061 | 32061 | 700 - 800 litres........................................................................................................................................................................ | [17 empty] | 10,104.44 |  |  |  | - |  |  | - | - |  |  | 32061 |  |  | 32061 | 10,104.44 - - - | 10104.44 | #VALUE! | #VALUE! | #VALUE! | 10104.44 | - | - | -
32062 | 32062 | 800 - 900 litres........................................................................................................................................................................ | [17 empty] | 11,367.48 |  |  |  | - |  |  | - | - |  |  | 32062 |  |  | 32062 | 11,367.48 - - - | 11367.48 | #VALUE! | #VALUE! | #VALUE! | 11367.48 | - | - | -
32063 | 32063 | 900 -1000 litres....................................................................................................................................................................... | [17 empty] | 12,630.55 |  |  |  | - |  |  | - | - |  |  | 32063 |  |  | 32063 | 12,630.55 - - - | 12630.55 | #VALUE! | #VALUE! | #VALUE! | 12630.55 | - | - | -
32064 | 32064 | Add to last item for each additional 100 litres or part thereof............................................................................................... | [17 empty] | 1,263.04 |  |  |  | - |  |  | - | - |  |  | 32064 |  |  | 32064 | 1,263.04 - - - | 1263.04 | #VALUE! | #VALUE! | #VALUE! | 1263.04 | - | - | -
Lifting hoist c/w geared trolley and all necessary accessories : -
Per item
32065 | 32065 | for generator set n.e. 100 kVA ............................................................................................................................................... | [17 empty] | 18,462.30 |  |  |  | 725.18 |  |  | 807.02 | 2,479.15 |  |  | 32065 |  |  | 32065 | 18,462.30 725.18 807.02 2,479.15 | 18462.3 | 725.18 | 807.02 | 2479.15 | 18462.3 | 725.18 | 807.02 | 2479.15
32066 | 32066 | for generator set 100 - 150 kVA............................................................................................................................................. | [17 empty] | 22,476.09 |  |  |  | 863.34 |  |  | 961.03 | 3,013.37 |  |  | 32066 |  |  | 32066 | 22,476.09 863.34 961.03 3,013.37 | 22476.09 | 863.34 | 961.03 | 3013.37 | 22476.09 | 863.34 | 961.03 | 3013.37
32067 | 32067 | for generator set 150 - 200 kVA............................................................................................................................................. | [17 empty] | 23,267.53 |  |  |  | 863.34 |  |  | 961.03 | 3,013.37 |  |  | 32067 |  |  | 32067 | 23,267.53 863.34 961.03 3,013.37 | 23267.53 | 863.34 | 961.03 | 3013.37 | 23267.53 | 863.34 | 961.03 | 3013.37
32068 | 32068 | for generator set 200 - 250 kVA............................................................................................................................................. | [17 empty] | 24,640.20 |  |  |  | 946.08 1,056.97 |  |  |  | 3,336.35 |  |  | 32068 |  |  | 32068 | 24,640.20 946.08 1,056.97 3,336.35 | 24640.2 | 946.08 | 1056.97 | 3336.35 | 24640.2 | 946.08 | 1056.97 | 3336.35
32069 | 32069 | for generator set 250 - 300 kVA............................................................................................................................................. | [17 empty] | 25,928.62 1,002.41 1,112.42 | [7 empty] | 3,530.85 |  |  | 32069 |  |  | 32069 | 25,928.62 1,002.41 1,112.42 3,530.85 | 25928.62 | 1002.41 | 1112.42 | 3530.85 | 25928.62 | 1002.41 | 1112.42 | 3530.85
32070 | 32070 | for generator set 300 - 350 kVA............................................................................................................................................. | [17 empty] | 29,846.86 1,161.70 1,290.19 | [7 empty] | 4,093.21 |  |  | 32070 |  |  | 32070 | 29,846.86 1,161.70 1,290.19 4,093.21 | 29846.86 | 1161.7 | 1290.19 | 4093.21 | 29846.86 | 1161.7 | 1290.19 | 4093.21
32071 | 32071 | for generator set 350 - 400 kVA............................................................................................................................................. | [17 empty] | 32,228.37 1,196.89 1,312.20 | [7 empty] | 4,174.17 |  |  | 32071 |  |  | 32071 | 32,228.37 1,196.89 1,312.20 4,174.17 | 32228.37 | 1196.89 | 1312.2 | 4174.17 | 32228.37 | 1196.89 | 1312.2 | 4174.17
32072 | 32072 | for generator set 400 - 450 kVA............................................................................................................................................. | [17 empty] | 34,244.34 1,232.99 1,341.23 | [7 empty] | 4,336.99 |  |  | 32072 |  |  | 32072 | 34,244.34 1,232.99 1,341.23 4,336.99 | 34244.34 | 1232.99 | 1341.23 | 4336.99 | 34244.34 | 1232.99 | 1341.23 | 4336.99
32073 | 32073 | for generator set 450 - 500 kVA............................................................................................................................................. | [17 empty] | 36,660.86 1,272.58 1,387.88 | [7 empty] | 4,516.53 |  |  | 32073 |  |  | 32073 | 36,660.86 1,272.58 1,387.88 4,516.53 | 36660.86 | 1272.58 | 1387.88 | 4516.53 | 36660.86 | 1272.58 | 1387.88 | 4516.53
32074 | 32074 | for generator set 500 - 550 kVA............................................................................................................................................. | [17 empty] | 38,829.96 1,314.83 1,439.79 | [7 empty] | 4,684.63 |  |  | 32074 |  |  | 32074 | 38,829.96 1,314.83 1,439.79 4,684.63 | 38829.96 | 1314.83 | 1439.79 | 4684.63 | 38829.96 | 1314.83 | 1439.79 | 4684.63
32075 | 32075 | for generator set 550 - 600 kVA............................................................................................................................................. | [17 empty] | 41,809.14 1,384.35 1,496.12 | [7 empty] | 4,923.99 |  |  | 32075 |  |  | 32075 | 41,809.14 1,384.35 1,496.12 4,923.99 | 41809.14 | #VALUE! | #VALUE! | #VALUE! | 41809.14 | - | - | -
32/9
32 | 32 | EMERGENCY GENERATOR INSTALLATION | [16 empty] | 32
| Item | Item
| EMERGENCY GENERATOR SET (CONT'D) | [14 empty] | Take | [9 empty] | Take
| Supply | [22 empty] | down |  | down |  | Fix
| and | [22 empty] | and |  | and set |  | only
| Acoustic treatment installation to the whole emergency generator set; all as necessary | [17 empty] | fix |  |  |  |  | clear |  | aside for
| to achieve the specified noise levels : - | [9 empty] | away | [14 empty] | re-use
| A | [22 empty] | B |  | C |  | D
| Per item |  |  | $ | [19 empty] | $ |  | $ |  | $
32076 | 32076 | for generator set n.e. 100 kVA ............................................................................................................................................... | [17 empty] | 61,299.81 3,371.56 3,468.36 11,633.67 | [10 empty] | 32076 |  |  | 32076 | 61,299.81 3,371.56 3,468.36 11,633.67 | 61299.81 | 3371.56 | 3468.36 | 11633.67 | 61299.81 | 3371.56 | 3468.36 | 11633.67
32077 | 32077 | for generator set 100 - 150 kVA............................................................................................................................................. | [17 empty] | 67,164.43 3,626.78 3,727.98 12,649.26 | [10 empty] | 32077 |  |  | 32077 | 67,164.43 3,626.78 3,727.98 12,649.26 | 67164.43 | 3626.78 | 3727.98 | 12649.26 | 67164.43 | 3626.78 | 3727.98 | 12649.26
32078 | 32078 | for generator set 150 - 200 kVA............................................................................................................................................. | [17 empty] | 71,109.93 3,829.19 3,945.36 13,355.96 | [10 empty] | 32078 |  |  | 32078 | 71,109.93 3,829.19 3,945.36 13,355.96 | 71109.93 | 3829.19 | 3945.36 | 13355.96 | 71109.93 | 3829.19 | 3945.36 | 13355.96
32079 | 32079 | for generator set 200 - 250 kVA............................................................................................................................................. | [17 empty] | 76,056.44 4,072.09 4,193.53 14,304.68 | [10 empty] | 32079 |  |  | 32079 | 76,056.44 4,072.09 4,193.53 14,304.68 | 76056.44 | 4072.09 | 4193.53 | 14304.68 | 76056.44 | 4072.09 | 4193.53 | 14304.68
32080 | 32080 | for generator set 250 - 300 kVA............................................................................................................................................. | [17 empty] | 81,849.95 4,335.23 4,460.20 15,341.41 | [10 empty] | 32080 |  |  | 32080 | 81,849.95 4,335.23 4,460.20 15,341.41 | 81849.95 | 4335.23 | 4460.2 | 15341.41 | 81849.95 | 4335.23 | 4460.2 | 15341.41
32081 | 32081 | for generator set 300 - 350 kVA............................................................................................................................................. | [17 empty] | 86,400.45 4,593.98 4,724.23 16,332.36 | [10 empty] | 32081 |  |  | 32081 | 86,400.45 4,593.98 4,724.23 16,332.36 | 86400.45 | 4593.98 | 4724.23 | 16332.36 | 86400.45 | 4593.98 | 4724.23 | 16332.36
32082 | 32082 | for generator set 350 - 400 kVA............................................................................................................................................. | [17 empty] | 91,247.51 4,852.72 4,997.04 17,306.61 | [10 empty] | 32082 |  |  | 32082 | 91,247.51 4,852.72 4,997.04 17,306.61 | 91247.51 | 4852.72 | 4997.04 | 17306.61 | 91247.51 | 4852.72 | 4997.04 | 17306.61
32083 | 32083 | for generator set 400 - 450 kVA............................................................................................................................................. | [17 empty] | 95,301.25 5,109.69 5,248.76 18,266.77 | [10 empty] | 32083 |  |  | 32083 | 95,301.25 5,109.69 5,248.76 18,266.77 | 95301.25 | 5109.69 | 5248.76 | 18266.77 | 95301.25 | 5109.69 | 5248.76 | 18266.77
32084 | 32084 | for generator set 450 - 500 kVA............................................................................................................................................. | [17 empty] | 10,195.10 5,364.04 5,503.97 19,267.39 | [10 empty] | 32084 |  |  | 32084 | 10,195.10 5,364.04 5,503.97 19,267.39 | 10195.1 | 5364.04 | 5503.97 | 19267.39 | 10195.1 | 5364.04 | 5503.97 | 19267.39
(The actual rate should be : $101,951.00 for Item 32084A)
32085 | 32085 | for generator set 500 - 550 kVA............................................................................................................................................. | [17 empty] | 10,616.67 5,641.25 5,789.99 20,260.13 | [10 empty] | 32085 |  |  | 32085 | 10,616.67 5,641.25 5,789.99 20,260.13 | 10616.67 | 5641.25 | 5789.99 | 20260.13 | 10616.67 | 5641.25 | 5789.99 | 20260.13
(The actual rate should be : $106,166.70 for Item 32085A)
32086 | 32086 | for generator set 550 - 600 kVA............................................................................................................................................. | [17 empty] | 11,295.38 5,924.63 6,076.02 21,213.25 | [10 empty] | 32086 |  |  | 32086 | 11,295.38 5,924.63 6,076.02 21,213.25 | 11295.38 | 5924.63 | 6076.02 | 21213.25 | 11295.38 | 5924.63 | 6076.02 | 21213.25
(The actual rate should be : $112,953.80 for Item 32086A)
Electrical installation c/w all cabling and wiring works including sensor cables,
motor starters, conduits and trunking from switches to the equipment, earthing
system and all necessary accessories : -
Per item
32087 | 32087 | for generator set n.e. 100 kVA ............................................................................................................................................... | [17 empty] | 38,715.49 1,614.93 1,760.14 | [7 empty] | 5,184.50 |  |  | 32087 |  |  | 32087 | 38,715.49 1,614.93 1,760.14 5,184.50 | 38715.49 | 1614.93 | 1760.14 | 5184.5 | 38715.49 | 1614.93 | 1760.14 | 5184.5
32088 | 32088 | for generator set 100 - 150 kVA............................................................................................................................................. | [17 empty] | 41,268.69 1,631.66 1,775.98 | [7 empty] | 5,518.94 |  |  | 32088 |  |  | 32088 | 41,268.69 1,631.66 1,775.98 5,518.94 | 41268.69 | 1631.66 | 1775.98 | 5518.94 | 41268.69 | 1631.66 | 1775.98 | 5518.94
32089 | 32089 | for generator set 150 - 200 kVA............................................................................................................................................. | [17 empty] | 43,134.84 1,686.23 1,829.67 | [7 empty] | 5,731.03 |  |  | 32089 |  |  | 32089 | 43,134.84 1,686.23 1,829.67 5,731.03 | 43134.84 | 1686.23 | 1829.67 | 5731.03 | 43134.84 | 1686.23 | 1829.67 | 5731.03
32090 | 32090 | for generator set 200 - 250 kVA............................................................................................................................................. | [17 empty] | 45,000.99 1,740.79 1,883.37 | [7 empty] | 5,943.12 |  |  | 32090 |  |  | 32090 | 45,000.99 1,740.79 1,883.37 5,943.12 | 45000.99 | 1740.79 | 1883.37 | 5943.12 | 45000.99 | 1740.79 | 1883.37 | 5943.12
32091 | 32091 | for generator set 250 - 300 kVA............................................................................................................................................. | [17 empty] | 46,391.82 1,757.50 1,898.31 | [7 empty] | 6,128.82 |  |  | 32091 |  |  | 32091 | 46,391.82 1,757.50 1,898.31 6,128.82 | 46391.82 | 1757.5 | 1898.31 | 6128.82 | 46391.82 | 1757.5 | 1898.31 | 6128.82
32092 | 32092 | for generator set 300 - 350 kVA............................................................................................................................................. | [17 empty] | 48,563.82 1,792.71 1,934.41 | [7 empty] | 6,387.55 |  |  | 32092 |  |  | 32092 | 48,563.82 1,792.71 1,934.41 6,387.55 | 48563.82 | #VALUE! | #VALUE! | #VALUE! | 48563.82 | - | - | -
32093 | 32093 | for generator set 350 - 400 kVA............................................................................................................................................. | [17 empty] | 50,149.53 1,830.55 1,972.23 | [7 empty] | 6,558.29 |  |  | 32093 |  |  | 32093 | 50,149.53 1,830.55 1,972.23 6,558.29 | 50149.53 | #VALUE! | #VALUE! | #VALUE! | 50149.53 | - | - | -
32094 | 32094 | for generator set 400 - 450 kVA............................................................................................................................................. | [17 empty] | 52,712.33 1,863.10 2,004.80 | [7 empty] | 6,678.86 |  |  | 32094 |  |  | 32094 | 52,712.33 1,863.10 2,004.80 6,678.86 | 52712.33 | #VALUE! | #VALUE! | #VALUE! | 52712.33 | - | - | -
32095 | 32095 | for generator set 450 - 500 kVA............................................................................................................................................. | [17 empty] | 54,484.01 1,900.08 2,041.76 | [7 empty] | 6,861.05 |  |  | 32095 |  |  | 32095 | 54,484.01 1,900.08 2,041.76 6,861.05 | 54484.01 | #VALUE! | #VALUE! | #VALUE! | 54484.01 | - | - | -
32096 | 32096 | for generator set 500 - 550 kVA............................................................................................................................................. | [17 empty] | 55,406.48 1,933.51 2,070.81 | [7 empty] | 6,994.81 |  |  | 32096 |  |  | 32096 | 55,406.48 1,933.51 2,070.81 6,994.81 | 55406.48 | #VALUE! | #VALUE! | #VALUE! | 55406.48 | - | - | -
32097 | 32097 | for generator set 550 - 600 kVA............................................................................................................................................. | [17 empty] | 56,999.08 1,966.97 2,104.25 | [7 empty] | 7,117.14 |  |  | 32097 |  |  | 32097 | 56,999.08 1,966.97 2,104.25 7,117.14 | 56999.08 | #VALUE! | #VALUE! | #VALUE! | 56999.08 | - | - | -
32/10
32 | 32 | EMERGENCY GENERATOR INSTALLATION | [16 empty] | 32
| Item | Item
EMERGENCY GENERATOR SET (CONT'D)
| Take | [24 empty] | Take
| Supply | [22 empty] | down |  | down |  | Fix
| Control cubicle c/w switchgear, wiring, contactors, starters, relays, meters, air circuit | [17 empty] | and |  |  |  |  | and |  | and set |  | only
| breaker, switches, battery charger, push buttons, cable terminal box, safety and | [16 empty] | fix | [5 empty] | clear |  | aside for
| protection devices, timers, control equipment, indicator lights, alarm, rubber mats | [16 empty] | away | [7 empty] | re-use
and all necessary accessories : -
| A | [22 empty] | B |  | C |  | D
| Per item |  |  | $ | [19 empty] | $ |  | $ |  | $
32098 | 32098 | for generator set n.e. 100 kVA ............................................................................................................................................... | [17 empty] | 53,638.05 1,035.86 1,132.64 | [7 empty] | 3,441.96 |  |  | 32098 |  |  | 32098 | 53,638.05 1,035.86 1,132.64 3,441.96 | 53638.05 | 1035.86 | 1132.64 | 3441.96 | 53638.05 | 1035.86 | 1132.64 | 3441.96
32099 | 32099 | for generator set 100 - 150 kVA............................................................................................................................................. | [17 empty] | 56,626.69 1,172.24 1,218.02 | [7 empty] | 3,975.29 |  |  | 32099 |  |  | 32099 | 56,626.69 1,172.24 1,218.02 3,975.29 | 56626.69 | 1172.24 | 1218.02 | 3975.29 | 56626.69 | 1172.24 | 1218.02 | 3975.29
32100 | 32100 | for generator set 150 - 200 kVA............................................................................................................................................. | [17 empty] | 71,594.17 1,242.66 1,346.51 | [7 empty] | 4,375.72 |  |  | 32100 |  |  | 32100 | 71,594.17 1,242.66 1,346.51 4,375.72 | 71594.17 | 1242.66 | 1346.51 | 4375.72 | 71594.17 | 1242.66 | 1346.51 | 4375.72
32101 | 32101 | for generator set 200 - 250 kVA............................................................................................................................................. | [17 empty] | 86,561.65 1,313.07 1,474.99 | [7 empty] | 4,776.15 |  |  | 32101 |  |  | 32101 | 86,561.65 1,313.07 1,474.99 4,776.15 | 86561.65 | 1313.07 | 1474.99 | 4776.15 | 86561.65 | 1313.07 | 1474.99 | 4776.15
32102 | 32102 | for generator set 250 - 300 kVA............................................................................................................................................. | [17 empty] | 88,798.64 1,344.75 1,504.92 | [7 empty] | 4,852.72 |  |  | 32102 |  |  | 32102 | 88,798.64 1,344.75 1,504.92 4,852.72 | 88798.64 | 1344.75 | 1504.92 | 4852.72 | 88798.64 | 1344.75 | 1504.92 | 4852.72
32103 | 32103 | for generator set 300 - 350 kVA............................................................................................................................................. | [17 empty] | 11,009.08 1,451.23 1,580.61 | [7 empty] | 5,316.51 |  |  | 32103 |  |  | 32103 | 11,009.08 1,451.23 1,580.61 5,316.51 | 11009.08 | 1451.23 | 1580.61 | 5316.51 | 11009.08 | 1451.23 | 1580.61 | 5316.51
(The actual rate should be : $110,090.80 for Item 32103A)
32104 | 32104 | for generator set 350 - 400 kVA............................................................................................................................................. | [17 empty] | 11,270.99 1,480.28 1,607.02 | [7 empty] | 5,393.96 |  |  | 32104 |  |  | 32104 | 11,270.99 1,480.28 1,607.02 5,393.96 | 11270.99 | 1480.28 | 1607.02 | 5393.96 | 11270.99 | 1480.28 | 1607.02 | 5393.96
(The actual rate should be : $112,709.90 for Item 32104A)
32105 | 32105 | for generator set 400 - 450 kVA............................................................................................................................................. | [17 empty] | 12,685.02 1,589.40 1,719.66 | [7 empty] | 5,753.03 |  |  | 32105 |  |  | 32105 | 12,685.02 1,589.40 1,719.66 5,753.03 | 12685.02 | 1589.4 | 1719.66 | 5753.03 | 12685.02 | 1589.4 | 1719.66 | 5753.03
(The actual rate should be : $126,850.20 for Item 32105A)
32106 | 32106 | for generator set 450 - 500 kVA............................................................................................................................................. | [17 empty] | 12,947.92 1,615.81 1,744.29 | [7 empty] | 5,826.95 |  |  | 32106 |  |  | 32106 | 12,947.92 1,615.81 1,744.29 5,826.95 | 12947.92 | 1615.81 | 1744.29 | 5826.95 | 12947.92 | 1615.81 | 1744.29 | 5826.95
(The actual rate should be : $129,479.20 for Item 32106A)
32107 | 32107 | for generator set 500 - 550 kVA............................................................................................................................................. | [17 empty] | 14,143.79 1,681.82 1,804.14 | [7 empty] | 6,207.15 |  |  | 32107 |  |  | 32107 | 14,143.79 1,681.82 1,804.14 6,207.15 | 14143.79 | 1681.82 | 1804.14 | 6207.15 | 14143.79 | 1681.82 | 1804.14 | 6207.15
(The actual rate should be : $141,437.90 for Item 32107A)
32108 | 32108 | for generator set 550 - 600 kVA............................................................................................................................................. | [17 empty] | 14,399.47 1,704.69 1,826.14 | [7 empty] | 6,280.18 |  |  | 32108 |  |  | 32108 | 14,399.47 1,704.69 1,826.14 6,280.18 | 14399.47 | 1704.69 | 1826.14 | 6280.18 | 14399.47 | 1704.69 | 1826.14 | 6280.18
(The actual rate should be : $143,994.70 for Item 32108A)
32/11
Section 33
BURGLAR ALARM AND SECURITY
33 | 33 | BURGLAR ALARM AND SECURITY | [15 empty] | 33
SECTION 33
BURGLAR ALARM AND SECURITY
SPECIAL CONDITIONS
| Measurement |  |  | SC33.01 | [6 empty] | All works of electrical power supply up to power supply points (e.g. switchgear or isolator
| of power |  |  | or spur unit and the like) for the equipment shall be measured separately and paid for at
| supply | the appropriate rates under Section 27 - Lighting System and Fixtures, Section 28 - Small
Power Distribution, Section 29 - Main Distribution Systems and Section 30 -
Miscellaneous Electrical Installations or other applicable Work Sections of this Schedule.
| Measurement |  |  | SC33.02 | [6 empty] | The interconnecting cables and the cable containment for the control panel connecting to
| of security |  |  | external equipment or existing panel shall be measured separately.
alarm control
panel
| Measurement |  |  | SC33.03 | [6 empty] | Cables for the equipment, control panels, push buttons, door contacts, etc. have been
| of coaxial |  |  | allowed in the rates under this Section. No measurement shall be made for cables except
| cables and |  |  | for coaxial cables and shield cables where specifically ordered by the Maintenance
| shield cables |  |  | Surveyor in writing.
Coaxial cables and shield cables shall be measured the net length as fixed in linear metres.
| Measurement |  |  | SC33.04 | [6 empty] | Where a temporary supply is ordered by the Maintenance Surveyor, the provision of all
| of temporary |  |  | articles, labour and accessory materials (nails, screws, rawplugs and similar) necessary for
| supply | fixing shall be of temporary nature. For "use and waste" of all materials, such as cables,
fittings and accessories, etc., for a period of not exceeding four weeks from the date of
certified completion, 50 per cent of the value of the appropriate "supply and fix" items after
the adjustment of contract percentages will be paid. For a period exceeding four weeks
and not exceeding eight weeks, 55 per cent will be paid and for each subsequent month a
further addition of 5 per cent will be made.
For a period of more than six months, the full rates, as for permanent works will be paid,
and the materials will become the property of the Employer.
No extra payment will be made for the removal of materials in connection with the
temporary supply, but the cost of which shall have been included in the payment as
aforementioned in the first paragraph hereof. The date of certified completion of a
temporary supply shall be the date when the installation is first brought into service. The
date when it ceases to be used shall be the date from which the Maintenance Surveyor
instructs the dismantlement of the installation, or the date when the installation is no longer
in use, whichever is earlier.
33/1
33 | 33 | BURGLAR ALARM AND SECURITY | [15 empty] | 33
SPECIAL CONDITIONS
| Rates generally |  |  | SC33.05 | [6 empty] | The rates for all items shall generally include for : -
| (a) | [11 empty] | Colour band and colour identification work.
| (b) | [11 empty] | Lettering and engraving for identification, signs, labels in both English and
Chinese.
| (c) | [11 empty] | Identification plates, signs, notice plates, discs and labels in both English and
Chinese.
| (d) | [11 empty] | Priming or painting off site and proprietary finishes or surface treatment applied as
part of the production process whether applied before or after fabrication and
assembly.
| (e) | [11 empty] | All protective and finishing painting work, apart from additional painting work
specifically ordered by the Maintenance Surveyor in writing which shall be
measured separately and paid for at the appropriate rates under Section 15 -
Painting of this Schedule.
| (f) | [11 empty] | Any kind of fixing method including drilling of the background and provision of all
fixings, nails, bolts, nuts, washers, holes, screws, plugs, shotfired pins and the like.
| (g) | [11 empty] | Assembling and jointing together with the component parts of composite units and
providing any necessary jointing materials.
| (h) | [11 empty] | All brackets and methods of supports.
| (i) | [11 empty] | Provision of expansion joints in service runs wherever they coincide with
structural expansion joints.
| (j) | [11 empty] | Submission of catalogues, technical literature, data, calculations, test certificates
and approval documentation covering the equipment and materials being supplied.
| (k) | [11 empty] | Preparing and submitting detail working drawings as required and all shop
drawings for the fabrication and installation.
| (l) | [11 empty] | Attendance, as required, of the manufacturers' representative to assist in the
installation and subsequent testing and commissioning.
| (m) | [11 empty] | Testing and commissioning including submission of Testing and Commissioning
Certificates and Records of Tests.
| (n) | [11 empty] | Provision of all necessary power, labour and testing instrument of approved type
for testing and commissioning.
| (o) | [11 empty] | Preparing and submitting operation and maintenance manuals and as-fitted
drawings for items of works as required.
| (p) | [11 empty] | Provision of schematic diagrams covered front and back with plastic sheet
including fixing to wall.
| (q) | [11 empty] | Provision of manufacturer's guarantee.
33/2
33 | 33 | BURGLAR ALARM AND SECURITY | [15 empty] | 33
SPECIAL CONDITIONS
| Rates for |  |  | SC33.06 | [6 empty] | The rates for equipment shall further include for : -
equipment
| (a) | [11 empty] | Interfacing, connecting, interconnecting cables, jointing and making all bus bar,
cable, conduit, trunking and cable tray connections and the like and provision of
all associated components.
| (b) | [11 empty] | Provision of all components forming part of the equipment including batteries and
chargers with all supply and interconnecting wiring and the like and provision of
software including back-up copies (if required).
| (c) | [11 empty] | All necessary sensors, instruments, devices and the like including appropriate
connections thereto.
| (d) | [11 empty] | Cables, conduits including flexible conduits and adaptors, trunkings, trays,
ladders, outlet boxes, junction boxes, universal boxes including special boxes, all
fixings, bending, cutting, screwing and jointing.
| (e) | [11 empty] | Earth/ equipotential bonding.
| Rates for push |  |  | SC33.07 | [6 empty] | The rates for push buttons, door contacts, window contacts, detectors, tamper switches,
| buttons, door |  |  | alarm sirens, kick bars and keyswitches shall further include for cables, conduits, trunkings
| contacts, etc. |  |  | and all necessary accessories including provision of all associated fixing components for
connection to the security alarm control panel.
| Rates for |  |  | SC33.08 | [6 empty] | Control panel shall be measured on the basis of complete unit monitoring and controlling
| control panels |  |  | the number of zones as specified. The rates for control panels shall further include for all
necessary relays, alarms, indicating lamps, buzzers, zone isolation switches, test key
switches, internal wiring and all necessary accessories. The cables and cable containment
between the equipment and the control/ indicating panel and/ or for connection to existing
control/ indicating panel shall be measured separately and paid for at appropriate rates
under this Section and Sections 27 to 30.
| Rates for |  |  | SC33.09 | [6 empty] | The rates for coaxial cables and shield cables shall further include for : -
coaxial cables
| and shield |  |  | (a) | [8 empty] | Laying or fixing in different locations, such as drawing into underground pipe
| cables | ducts, laying or drawing into trunkings, drawing into conduits, suspending from
insulators or catenaries, wrapping around equipment.
| (b) | [11 empty] | In case of cables drawn into existing conduits, existing ducts or existing trunkings,
removing and putting back existing covers, existing inspection lids and the like.
| (c) | [11 empty] | Making cable-joints.
| (d) | [11 empty] | All necessary fixings complete with accessories and fittings as required.
| (e) | [11 empty] | Provision of all sleeves for casting in or building in where cables pass through
slabs, walls or beams and caulking between cable and sleeve where required.
33/3
33 | 33 | BURGLAR ALARM AND SECURITY | [15 empty] | 33
SPECIAL CONDITIONS
| Rates for "Take |  |  | SC33.10 | [6 empty] | The rates for "Take down and clear away" or " Take down and set aside for re-use"
| down and clear |  |  | existing items in connection with burglar alarm and security installation shall further include
| away" or "Take |  |  |  | for : -
down and set aside
| for re-use" |  |  | (a) | [8 empty] | Taking down all associated building services works.
| (b) | [11 empty] | Plugging off remaining ends with plugs or caps as required.
| (c) | [11 empty] | Preparing remaining ends of building services works to receive connections
with new work if required.
| (d) | [11 empty] | Making good all works disturbed.
| Particular |  |  | SC33.11 | [6 empty] | The Particular Specification for burglar alarm and security installation can be found in the
| Specification |  |  | Contract.
33/4
33 | 33 | BURGLAR ALARM AND SECURITY | [15 empty] | 33
| Item | Item
| CENTRAL CONTROL STATION EQUIPMENT | [14 empty] | Take | [9 empty] | Take
| Supply | [22 empty] | down |  | down |  | Fix
| and | [22 empty] | and |  | and set |  | only
| Equipment/ components c/w all necessary accessories : - | [14 empty] | fix | [7 empty] | clear |  | aside for
| away | [24 empty] | re-use
| A | [22 empty] | B |  | C |  | D
| Per set |  |  | $ | [19 empty] | $ |  | $ |  | $
33001 | 33001 | Security system computer designed for multi-user, multi-tasking point monitoring and
control c/w CPU and mother board, disk drives/ streamer/ DVD writer drive, interface
connection parts, keyboard, I/O card, mouse, cables, standard application software,
software programmes for burglar alarm and security installation with unlimited usage
| licences.................................................................................................................................................................................... | [18 empty] | 12,630.55 |  |  |  | 56.33 |  |  | 71.28 | 381.95 |  |  | 33001 |  |  | 33001 | 12,630.55 56.33 71.28 381.95 | 12630.55 | 56.33 | 71.28 | 381.95 | 12630.55 | 56.33 | 71.28 | 381.95
33002 | 33002 | Standby computer c/w CPU and mother board, disk drives/ streamer/ DVD writer
drive, interface connection ports, keyboard, I/O card, mouse, cables, standard
| application software................................................................................................................................................................ | [18 empty] | 12,630.55 |  |  |  | 56.33 |  |  | 71.28 | 327.38 |  |  | 33002 |  |  | 33002 | 12,630.55 56.33 71.28 327.38 | 12630.55 | 56.33 | 71.28 | 327.38 | 12630.55 | 56.33 | 71.28 | 327.38
33003 | 33003 | Uninterrupted power supply for the operation of the security computer and terminal, and
matrix switcher of the Closed Circuit Television System, for a minimum of 10 Ah c/w
changeover switch, isolation switches, static bypass, manual bypass, microprocessor
| managed mimic and control panel, LCD display and keyboard ........................................................................................... | [18 empty] | 5,052.22 |  |  |  | 25.53 |  |  | 26.40 | 107.38 |  |  | 33003 |  |  | 33003 | 5,052.22 25.53 26.40 107.38 | 5052.22 | 25.53 | 26.4 | 107.38 | 5052.22 | 25.53 | 26.4 | 107.38
Each
33004 | 33004 | Video display units, flat square type, active screen size 380 mm minimum diagonally
measured, super high resolution colour monitor, 1024 x 768 pixels resolutions
multiscanning with tilt/ swivel base c/w add-on anti-glare high quality circular polarizer
| screen filter ............................................................................................................................................................................. | [18 empty] | 1,560.05 |  |  |  | 9.69 |  |  | 11.43 | 26.40 |  |  | 33004 |  |  | 33004 | 1,560.05 9.69 11.43 26.40 | 1560.05 | 9.69 | 11.43 | 26.4 | 1560.05 | 9.69 | 11.43 | 26.4
33005 | 33005 | LCD video display unit, active screen size 350mm diagonally measured, colour display,
| minimum of 1024 x 768 pixels resolutions with tilt/ swivel base......................................................................................... | [18 empty] | 1,676.38 |  |  |  | 9.69 |  |  | 11.43 | 26.40 |  |  | 33005 |  |  | 33005 | 1,676.38 9.69 11.43 26.40 | 1676.38 | 9.69 | 11.43 | 26.4 | 1676.38 | 9.69 | 11.43 | 26.4
33006 | 33006 | Ditto active screen size 380 mm............................................................................................................................................. | [17 empty] | 1,753.48 |  |  |  | 9.69 |  |  | 11.43 | 26.40 |  |  | 33006 |  |  | 33006 | 1,753.48 9.69 11.43 26.40 | 1753.48 | 9.69 | 11.43 | 26.4 | 1753.48 | 9.69 | 11.43 | 26.4
33007 | 33007 | Ditto active screen size 430 mm............................................................................................................................................. | [17 empty] | 2,083.40 |  |  |  | 9.69 |  |  | 11.43 | 26.40 |  |  | 33007 |  |  | 33007 | 2,083.40 9.69 11.43 26.40 | 2083.4 | 9.69 | 11.43 | 26.4 | 2083.4 | 9.69 | 11.43 | 26.4
33008 | 33008 | Ditto active screen size 480 mm............................................................................................................................................. | [17 empty] | 2,348.75 |  |  |  | 9.69 |  |  | 11.43 | 26.40 |  |  | 33008 |  |  | 33008 | 2,348.75 9.69 11.43 26.40 | 2348.75 | 9.69 | 11.43 | 26.4 | 2348.75 | 9.69 | 11.43 | 26.4
33009 | 33009 | Report printer, dry-type laser type, monochrome, random access memory, paper tray ........................................................ | [17 empty] | 1,668.34 |  |  |  | 9.69 |  |  | 11.43 | 58.96 |  |  | 33009 |  |  | 33009 | 1,668.34 9.69 11.43 58.96 | 1668.34 | 9.69 | 11.43 | 58.96 | 1668.34 | 9.69 | 11.43 | 58.96
33010 | 33010 | Event printer, ink jet type........................................................................................................................................................ | [17 empty] | 823.33 |  |  |  | 9.69 |  |  | 11.43 | 58.96 |  |  | 33010 |  |  | 33010 | 823.33 9.69 11.43 58.96 | 823.33 | 9.69 | 11.43 | 58.96 | 823.33 | 9.69 | 11.43 | 58.96
33011 | 33011 | Intelligent local control units, microprocessor based controller, housed in tamper-proof
housing c/w tampering switches, control programme, backup battery, database file and
| connector plugs and all necessary accessories....................................................................................................................... | [18 empty] | 2,545.13 |  |  |  | 25.53 |  |  | 30.80 | 109.12 |  |  | 33011 |  |  | 33011 | 2,545.13 25.53 30.80 109.12 | 2545.13 | 25.53 | 30.8 | 109.12 | 2545.13 | 25.53 | 30.8 | 109.12
33/5
33 | 33 | BURGLAR ALARM AND SECURITY | [15 empty] | 33
| Item | Item
| CENTRAL CONTROL STATION EQUIPMENT (CONT'D) | [16 empty] | Take | [7 empty] | Take
| Supply | [22 empty] | down |  | down |  | Fix
| and | [22 empty] | and |  | and set |  | only
| Alarm/ security control panel, stainless steel type c/w battery and chargers, ammeter, | [17 empty] | fix |  |  |  |  | clear |  | aside for
| control components and all other necessary accessories : - | [14 empty] | away | [9 empty] | re-use
| A | [22 empty] | B |  | C |  | D
| Each |  |  | $ | [19 empty] | $ |  | $ |  | $
33012 | 33012 | Panel of 4 zones or less........................................................................................................................................................... | [17 empty] | 3,447.92 |  |  |  | 76.56 |  |  | 80.97 | 306.28 |  |  | 33012 |  |  | 33012 | 3,447.92 76.56 80.97 306.28 | 3447.92 | 76.56 | 80.97 | 306.28 | 3447.92 | 76.56 | 80.97 | 306.28
33013 | 33013 | Panel of 5 - 8 zones................................................................................................................................................................. | [17 empty] | 4,790.54 |  |  |  | 81.84 |  |  | 86.25 | 323.00 |  |  | 33013 |  |  | 33013 | 4,790.54 81.84 86.25 323.00 | 4790.54 | 81.84 | 86.25 | 323 | 4790.54 | 81.84 | 86.25 | 323
33014 | 33014 | Panel of 9 - 12 zones............................................................................................................................................................... | [17 empty] | 6,074.97 |  |  |  | 87.13 |  |  | 91.53 | 338.83 |  |  | 33014 |  |  | 33014 | 6,074.97 87.13 91.53 338.83 | 6074.97 | 87.13 | 91.53 | 338.83 | 6074.97 | 87.13 | 91.53 | 338.83
33015 | 33015 | Panel of 13 - 18 zones............................................................................................................................................................. | [17 empty] | 7,264.79 |  |  |  | 92.43 |  |  | 95.93 | 354.67 |  |  | 33015 |  |  | 33015 | 7,264.79 92.43 95.93 354.67 | 7264.79 | 92.43 | 95.93 | 354.67 | 7264.79 | 92.43 | 95.93 | 354.67
33016 | 33016 | Panel of 19 - 24 zones............................................................................................................................................................. | [17 empty] | 8,364.32 |  |  |  | 97.68 |  |  | 101.21 | 365.22 |  |  | 33016 |  |  | 33016 | 8,364.32 97.68 101.21 365.22 | 8364.32 | 97.68 | 101.21 | 365.22 | 8364.32 | 97.68 | 101.21 | 365.22
Standby battery set : -
33017 | 33017 | Standby battery set.................................................................................................................................................................. | [17 empty] | 1,481.60 |  |  |  | 25.53 |  |  | 26.40 | 51.92 |  |  | 33017 |  |  | 33017 | 1,481.60 25.53 26.40 51.92 | 1481.6 | 25.53 | 26.4 | 51.92 | 1481.6 | 25.53 | 26.4 | 51.92
Sundries : -
33018 | 33018 | Interconnection point for with F.S. panel .............................................................................................................................. | [17 empty] | 193.08 |  |  |  | 28.15 |  |  | 29.91 | 108.24 |  |  | 33018 |  |  | 33018 | 193.08 28.15 29.91 108.24 | 193.08 | 28.15 | 29.91 | 108.24 | 193.08 | 28.15 | 29.91 | 108.24
33019 | 33019 | Interconnection point for matrix switching system of the CCTV system ............................................................................. | [17 empty] | 188.75 |  |  |  | 28.15 |  |  | 29.91 | 108.24 |  |  | 33019 |  |  | 33019 | 188.75 28.15 29.91 108.24 | 188.75 | 28.15 | 29.91 | 108.24 | 188.75 | 28.15 | 29.91 | 108.24
33020 | 33020 | Security equipment console and racks, hairline stainless steel, c/w a 1500 x 700 mm deep
(min) horizontal flat surface section finished with plastic laminate and 1500 mm high
vertical rack sections attached together to form a continuous rack system including full
height locking doors, front below counter solid doors with recessed handle and lock,
| a armrest swivel leather chair and all necessary accessories................................................................................................. | [18 empty] | 19,137.23 |  |  |  | 141.70 |  |  | 151.37 | 364.37 |  |  | 33020 |  |  | 33020 | 19,137.23 141.70 151.37 364.37 | 19137.23 | 141.7 | 151.37 | 364.37 | 19137.23 | 141.7 | 151.37 | 364.37
Per lot
33021 | 33021 | Provide system grounding for the burglar alarm and security system................................................................................... | [17 empty] | 1,287.45 |  |  |  | - |  |  | - | - |  |  | 33021 |  |  | 33021 | 1,287.45 - - - | 1287.45 | #VALUE! | #VALUE! | #VALUE! | 1287.45 | - | - | -
33022 | 33022 | Provide direct link to the security control centre including the first year rental charge ....................................................... | [17 empty] | 4,782.66 |  |  |  | - |  |  | - | - |  |  | 33022 |  |  | 33022 | 4,782.66 - - - | 4782.66 | #VALUE! | #VALUE! | #VALUE! | 4782.66 | - | - | -
33/6
33 | 33 | BURGLAR ALARM AND SECURITY | [15 empty] | 33
| Item | Item
| ACCESS CONTROL SYSTEM | [9 empty] | Take | [14 empty] | Take
| Supply | [22 empty] | down |  | down |  | Fix
| and | [22 empty] | and |  | and set |  | only
| Proximity card system components : - | [9 empty] | fix | [12 empty] | clear |  | aside for
| away | [24 empty] | re-use
| A | [22 empty] | B |  | C |  | D
| Each |  |  | $ | [19 empty] | $ |  | $ |  | $
33023 | 33023 | Proximity card reader c/w 12V power supply, tamper-proof housing with tampering
| switches................................................................................................................................................................................... | [18 empty] | 1,263.05 |  |  |  | 29.91 |  |  | 32.56 | 46.65 |  |  | 33023 |  |  | 33023 | 1,263.05 29.91 32.56 46.65 | 1263.05 | 29.91 | 32.56 | 46.65 | 1263.05 | 29.91 | 32.56 | 46.65
33024 | 33024 | Interfacing module.................................................................................................................................................................. | [17 empty] | 2,484.01 |  |  |  | 29.91 |  |  | 32.56 | 46.65 |  |  | 33024 |  |  | 33024 | 2,484.01 29.91 32.56 46.65 | 2484.01 | 29.91 | 32.56 | 46.65 | 2484.01 | 29.91 | 32.56 | 46.65
33025 | 33025 | Central card access controller................................................................................................................................................. | [17 empty] | 10,104.44 |  |  |  | 29.91 |  |  | 32.56 | 54.56 |  |  | 33025 |  |  | 33025 | 10,104.44 29.91 32.56 54.56 | 10104.44 | 29.91 | 32.56 | 54.56 | 10104.44 | 29.91 | 32.56 | 54.56
33026 | 33026 | Emergency break glass; for card access reader...................................................................................................................... | [17 empty] | 210.51 |  |  |  | 49.29 |  |  | 55.45 | 100.33 |  |  | 33026 |  |  | 33026 | 210.51 49.29 55.45 100.33 | 210.51 | 49.29 | 55.45 | 100.33 | 210.51 | 49.29 | 55.45 | 100.33
33027 | 33027 | Proximity card......................................................................................................................................................................... | [17 empty] | 8.42 |  |  |  | - |  |  | - | - |  |  | 33027 |  |  | 33027 | 8.42 - - - | 8.42 | #VALUE! | #VALUE! | #VALUE! | 8.42 | - | - | -
Video door phone system component including conduits, trunkings, cables, and all
other accessories, and connection to the control panel : -
33028 | 33028 | Intercom video handset c/w door release button.................................................................................................................... | [17 empty] | 2,601.19 |  |  |  | 78.32 |  |  | 84.49 | 174.24 |  |  | 33028 |  |  | 33028 | 2,601.19 78.32 84.49 174.24 | 2601.19 | 78.32 | 84.49 | 174.24 | 2601.19 | 78.32 | 84.49 | 174.24
33029 | 33029 | Wall mounted s.s. intercom panel c/w camera & all necessary accessories ......................................................................... | [17 empty] | 3,669.96 |  |  |  | 81.84 |  |  | 87.13 | 232.34 |  |  | 33029 |  |  | 33029 | 3,669.96 81.84 87.13 232.34 | 3669.96 | 81.84 | 87.13 | 232.34 | 3669.96 | 81.84 | 87.13 | 232.34
Intercom door lock system component including conduits, trunkings, cables and all
other accessories, and connection to the control panel : -
33030 | 33030 | Intercom handset c/w door release button.............................................................................................................................. | [17 empty] | 1,684.07 |  |  |  | 78.32 |  |  | 84.49 | 174.24 |  |  | 33030 |  |  | 33030 | 1,684.07 78.32 84.49 174.24 | 1684.07 | 78.32 | 84.49 | 174.24 | 1684.07 | 78.32 | 84.49 | 174.24
33031 | 33031 | Wall mounted s.s. intercom panel c/w camera & all necessary accessories.......................................................................... | [17 empty] | 2,132.92 |  |  |  | 81.84 |  |  | 87.13 | 232.34 |  |  | 33031 |  |  | 33031 | 2,132.92 81.84 87.13 232.34 | 2132.92 | 81.84 | 87.13 | 232.34 | 2132.92 | 81.84 | 87.13 | 232.34
33/7
33 | 33 | BURGLAR ALARM AND SECURITY | [15 empty] | 33
| Item | Item
| FIELD ALARM DEVICES SYSTEM | [11 empty] | Take | [12 empty] | Take
| Supply | [22 empty] | down |  | down |  | Fix
| and | [22 empty] | and |  | and set |  | only
| Equipment/ components c/w all necessary accessories : - | [14 empty] | fix | [7 empty] | clear |  | aside for
| away | [24 empty] | re-use
| A | [22 empty] | B |  | C |  | D
| Per set |  |  | $ | [19 empty] | $ |  | $ |  | $
33032 | 33032 | Personal attack push button c/w necessary accessories......................................................................................................... | [17 empty] | 421.01 |  |  |  | 49.29 |  |  | 51.04 | 95.93 |  |  | 33032 |  |  | 33032 | 421.01 49.29 51.04 95.93 | 421.01 | 49.29 | 51.04 | 95.93 | 421.01 | 49.29 | 51.04 | 95.93
33033 | 33033 | Magnetic door contact for door, concealed/ surface type c/w necessary accessories ........................................................... | [17 empty] | 210.51 |  |  |  | 51.92 |  |  | 52.80 | 100.33 |  |  | 33033 |  |  | 33033 | 210.51 51.92 52.80 100.33 | 210.51 | 51.92 | 52.8 | 100.33 | 210.51 | 51.92 | 52.8 | 100.33
33034 | 33034 | Magnetic door contact, heavy duty type, concealed/ surface, for roller shutter/ strong room
| c/w necessary accessories ...................................................................................................................................................... | [18 empty] | 421.01 |  |  |  | 51.92 |  |  | 52.80 | 100.33 |  |  | 33034 |  |  | 33034 | 421.01 51.92 52.80 100.33 | 421.01 | 51.92 | 52.8 | 100.33 | 421.01 | 51.92 | 52.8 | 100.33
33035 | 33035 | Motion detector, combined infrared and ultrasonic detection type c/w necessary
| accessories .............................................................................................................................................................................. | [18 empty] | 673.63 |  |  |  | 51.92 |  |  | 52.80 | 100.33 |  |  | 33035 |  |  | 33035 | 673.63 51.92 52.80 100.33 | 673.63 | 51.92 | 52.8 | 100.33 | 673.63 | 51.92 | 52.8 | 100.33
33036 | 33036 | Magnetic window contact c/w necessary accessories............................................................................................................ | [17 empty] | 421.01 |  |  |  | 51.92 |  |  | 52.80 | 100.33 |  |  | 33036 |  |  | 33036 | 421.01 51.92 52.80 100.33 | 421.01 | 51.92 | 52.8 | 100.33 | 421.01 | 51.92 | 52.8 | 100.33
33037 | 33037 | Glass break detectors, housed in tamper-proof housing with tampering switches c/w
| necessary accessories ............................................................................................................................................................. | [18 empty] | 673.63 |  |  |  | 51.92 |  |  | 52.80 | 100.33 |  |  | 33037 |  |  | 33037 | 673.63 51.92 52.80 100.33 | 673.63 | 51.92 | 52.8 | 100.33 | 673.63 | 51.92 | 52.8 | 100.33
33038 | 33038 | Kick bar underneath counter, 450 mm length c/w necessary accessories ............................................................................ | [17 empty] | 842.04 |  |  |  | 51.92 |  |  | 52.80 | 108.24 |  |  | 33038 |  |  | 33038 | 842.04 51.92 52.80 108.24 | 842.04 | 51.92 | 52.8 | 108.24 | 842.04 | 51.92 | 52.8 | 108.24
33039 | 33039 | Duress push button, self-locking type c/w necessary accessories ......................................................................................... | [17 empty] | 421.01 |  |  |  | 49.29 |  |  | 50.16 | 95.05 |  |  | 33039 |  |  | 33039 | 421.01 49.29 50.16 95.05 | 421.01 | 49.29 | 50.16 | 95.05 | 421.01 | 49.29 | 50.16 | 95.05
33040 | 33040 | Tamper switch, plunger type c/w necessary accessories........................................................................................................ | [17 empty] | 421.01 |  |  |  | 49.29 |  |  | 50.16 | 95.05 |  |  | 33040 |  |  | 33040 | 421.01 49.29 50.16 95.05 | 421.01 | 49.29 | 50.16 | 95.05 | 421.01 | 49.29 | 50.16 | 95.05
33041 | 33041 | Alarm shunt key switch unit c/w necessary accessories........................................................................................................ | [17 empty] | 421.01 |  |  |  | 49.29 |  |  | 50.16 | 95.05 |  |  | 33041 |  |  | 33041 | 421.01 49.29 50.16 95.05 | 421.01 | 49.29 | 50.16 | 95.05 | 421.01 | 49.29 | 50.16 | 95.05
33042 | 33042 | Alarm push button, stainless steel vandal resistant type c/w necessary accessories............................................................. | [17 empty] | 421.01 |  |  |  | 49.29 |  |  | 50.16 | 95.05 |  |  | 33042 |  |  | 33042 | 421.01 49.29 50.16 95.05 | 421.01 | 49.29 | 50.16 | 95.05 | 421.01 | 49.29 | 50.16 | 95.05
33043 | 33043 | Over-ride key switch c/w necessary accessories.................................................................................................................... | [17 empty] | 210.51 |  |  |  | 49.29 |  |  | 50.16 | 95.05 |  |  | 33043 |  |  | 33043 | 210.51 49.29 50.16 95.05 | 210.51 | 49.29 | 50.16 | 95.05 | 210.51 | 49.29 | 50.16 | 95.05
33044 | 33044 | Alarm siren c/w necessary accessories................................................................................................................................... | [17 empty] | 421.01 |  |  |  | 51.92 |  |  | 52.80 | 108.24 |  |  | 33044 |  |  | 33044 | 421.01 51.92 52.80 108.24 | 421.01 | 51.92 | 52.8 | 108.24 | 421.01 | 51.92 | 52.8 | 108.24
33045 | 33045 | Alarm siren, weatherproof type c/w necessary accessories.................................................................................................... | [17 empty] | 673.63 |  |  |  | 51.92 |  |  | 52.80 | 108.24 |  |  | 33045 |  |  | 33045 | 673.63 51.92 52.80 108.24 | 673.63 | 51.92 | 52.8 | 108.24 | 673.63 | 51.92 | 52.8 | 108.24
33/8
33 | 33 | BURGLAR ALARM AND SECURITY | [15 empty] | 33
| Item | Item
| EXIT CONTROL LOCK SYSTEM | [9 empty] | Take | [14 empty] | Take
| Supply | [22 empty] | down |  | down |  | Fix
| and | [22 empty] | and |  | and set |  | only
| Equipment/ components c/w all necessary accessories : - | [14 empty] | fix | [7 empty] | clear |  | aside for
| away | [24 empty] | re-use
| A | [22 empty] | B |  | C |  | D
| Per set |  |  | $ | [19 empty] | $ |  | $ |  | $
33046 | 33046 | Exit device, fail-secure or fail-open electric lock strikes, c/w internal thumb-turn, pushbar
| and cylinder for single door ................................................................................................................................................... | [18 empty] | 1,179.99 |  |  |  | 16.72 |  |  | 19.37 | 51.92 |  |  | 33046 |  |  | 33046 | 1,179.99 16.72 19.37 51.92 | 1179.99 | 16.72 | 19.37 | 51.92 | 1179.99 | 16.72 | 19.37 | 51.92
33047 | 33047 | Exit device, fail-secure or fail-open electric lock strikes, c/w internal thumb-turn, pushbar
| and cylinder for double door .................................................................................................................................................. | [18 empty] | 1,783.12 |  |  |  | 16.72 |  |  | 19.37 | 58.09 |  |  | 33047 |  |  | 33047 | 1,783.12 16.72 19.37 58.09 | 1783.12 | 16.72 | 19.37 | 58.09 | 1783.12 | 16.72 | 19.37 | 58.09
33048 | 33048 | Weather proof electronic digital keypad c/w stainless steel panel and box, numeric keypad,
| suitable for outdoor environment ........................................................................................................................................... | [18 empty] | 688.81 |  |  |  | 16.72 |  |  | 19.37 | 53.69 |  |  | 33048 |  |  | 33048 | 688.81 16.72 19.37 53.69 | 688.81 | 16.72 | 19.37 | 53.69 | 688.81 | 16.72 | 19.37 | 53.69
Power supply unit : -
33049 | 33049 | Power supply unit for electronic digital security c/w 6 Ah maintenance free
| standby-battery, 12V charger and metal box ......................................................................................................................... | [18 empty] | 673.63 |  |  |  | 25.53 |  |  | 26.40 | 51.92 |  |  | 33049 |  |  | 33049 | 673.63 25.53 26.40 51.92 | 673.63 | 25.53 | 26.4 | 51.92 | 673.63 | 25.53 | 26.4 | 51.92
Door lock system : -
33050 | 33050 | Scramble door lock system including cable containments, cables, electronic digital
push-button c/w stainless steel panel & box, combination lock, touch screen access reader,
scramble keypad, suitable for outdoor environment and all other accessories and
| connection to the alarm panel ................................................................................................................................................ | [18 empty] | 3,466.61 |  |  |  | 85.37 |  |  | 88.01 | 202.42 |  |  | 33050 |  |  | 33050 | 3,466.61 85.37 88.01 202.42 | 3466.61 | 85.37 | 88.01 | 202.42 | 3466.61 | 85.37 | 88.01 | 202.42
33051 | 33051 | Push button door lock system including cable containments, trunkings, cables, electronic digital
push-button c/w stainless steel panel & box, numeric keypad, combination lock, suitable for
| outdoor environment and all other accessories and connection to the alarm panel ............................................................. | [18 empty] | 2,659.36 |  |  |  | 85.37 |  |  | 88.01 | 202.42 |  |  | 33051 |  |  | 33051 | 2,659.36 85.37 88.01 202.42 | 2659.36 | 85.37 | 88.01 | 202.42 | 2659.36 | 85.37 | 88.01 | 202.42
33052 | 33052 | Push button door lock system c/w remote door release button including cable containments,
cables, electronic digital push-button c/w stainless steel panel & box, numeric keypad,
combination lock, suitable for outdoor environment and all other accessories and connection
| to the alarm panel ................................................................................................................................................................... | [18 empty] | 2,871.64 |  |  |  | 101.21 |  |  | 106.49 | 275.46 |  |  | 33052 |  |  | 33052 | 2,871.64 101.21 106.49 275.46 | 2871.64 | 101.21 | 106.49 | 275.46 | 2871.64 | 101.21 | 106.49 | 275.46
33053 | 33053 | Screening area door lock system for two access doors with interlock door locks and two
remote release buttons, door indicator unit and associated cable containments to ensure
| the two doors not to be opened at one time ........................................................................................................................... | [18 empty] | 3,855.32 |  |  |  | 97.68 |  |  | 102.09 | 232.34 |  |  | 33053 |  |  | 33053 | 3,855.32 97.68 102.09 232.34 | 3855.32 | 97.68 | 102.09 | 232.34 | 3855.32 | 97.68 | 102.09 | 232.34
Control panel : -
33054 | 33054 | Door release control panel connection to digital keypad locking devices and to a designated
| power supply point ................................................................................................................................................................. | [18 empty] | 1,675.96 |  |  |  | 81.84 |  |  | 87.13 | 232.34 |  |  | 33054 |  |  | 33054 | 1,675.96 81.84 87.13 232.34 | 1675.96 | 81.84 | 87.13 | 232.34 | 1675.96 | 81.84 | 87.13 | 232.34
33055 | 33055 | Fire alarm interface control panel connection to the dry contact of fire alarm panel & door
| release control panel and to a designated power supply point .............................................................................................. | [18 empty] | 1,644.49 |  |  |  | 81.84 |  |  | 87.13 | 232.34 |  |  | 33055 |  |  | 33055 | 1,644.49 81.84 87.13 232.34 | 1644.49 | 81.84 | 87.13 | 232.34 | 1644.49 | 81.84 | 87.13 | 232.34
33/9
33 | 33 | BURGLAR ALARM AND SECURITY | [15 empty] | 33
| Item | Item
| CLOSED CIRCUIT TELEVISION SURVEILLANCE SYSTEM | [16 empty] | Take | [7 empty] | Take
| Supply | [22 empty] | down |  | down |  | Fix
| and | [22 empty] | and |  | and set |  | only
| Equipment/ components c/w all necessary accessories : - | [14 empty] | fix | [7 empty] | clear |  | aside for
| away | [24 empty] | re-use
| A | [22 empty] | B |  | C |  | D
| Per set |  |  | $ | [19 empty] | $ |  | $ |  | $
33056 | 33056 | Colour CCD video camera c/w lens, housing & bracket....................................................................................................... | [17 empty] | 1,804.74 |  |  |  | 45.77 |  |  | 52.80 | 168.97 |  |  | 33056 |  |  | 33056 | 1,804.74 45.77 52.80 168.97 | 1804.74 | 45.77 | 52.8 | 168.97 | 1804.74 | 45.77 | 52.8 | 168.97
33057 | 33057 | Digital Colour CCD video camera c/w auto-iris lens, housing & bracket............................................................................. | [17 empty] | 2,436.58 |  |  |  | 45.77 |  |  | 52.80 | 168.97 |  |  | 33057 |  |  | 33057 | 2,436.58 45.77 52.80 168.97 | 2436.58 | 45.77 | 52.8 | 168.97 | 2436.58 | 45.77 | 52.8 | 168.97
33058 | 33058 | Dome colour camera c/w lens................................................................................................................................................. | [17 empty] | 1,141.68 |  |  |  | 45.77 |  |  | 52.80 | 157.53 |  |  | 33058 |  |  | 33058 | 1,141.68 45.77 52.80 157.53 | 1141.68 | 45.77 | 52.8 | 157.53 | 1141.68 | 45.77 | 52.8 | 157.53
33059 | 33059 | Matrix switcher c/w control keypad, 16-way......................................................................................................................... | [17 empty] | 36,666.23 |  |  |  | 25.53 |  |  | 27.28 | 80.97 |  |  | 33059 |  |  | 33059 | 36,666.23 25.53 27.28 80.97 | 36666.23 | 25.53 | 27.28 | 80.97 | 36666.23 | 25.53 | 27.28 | 80.97
33060 | 33060 | Colour CRT CCTV monitor, 390 mm.................................................................................................................................... | [17 empty] | - |  |  |  | 22.00 |  |  | 23.76 | 53.69 |  |  | 33060 |  |  | 33060 | - 22.00 23.76 53.69 | #VALUE! | 22 | 23.76 | 53.69 | - | 22 | 23.76 | 53.69
33061 | 33061 | Colour CRT CCTV monitor, 550 mm.................................................................................................................................... | [17 empty] | - |  |  |  | 22.00 |  |  | 23.76 | 53.69 |  |  | 33061 |  |  | 33061 | - 22.00 23.76 53.69 | #VALUE! | 22 | 23.76 | 53.69 | - | 22 | 23.76 | 53.69
33062 | 33062 | Black and white CRT CCTV monitor, 390 mm..................................................................................................................... | [17 empty] | - |  |  |  | 22.00 |  |  | 23.76 | 53.69 |  |  | 33062 |  |  | 33062 | - 22.00 23.76 53.69 | #VALUE! | 22 | 23.76 | 53.69 | - | 22 | 23.76 | 53.69
33063 | 33063 | Colour TFT LCD CCTV monitor, 430 mm with BNC in/ out............................................................................................... | [17 empty] | 3,268.37 |  |  |  | 22.00 |  |  | 23.76 | 53.69 |  |  | 33063 |  |  | 33063 | 3,268.37 22.00 23.76 53.69 | 3268.37 | 22 | 23.76 | 53.69 | 3268.37 | 22 | 23.76 | 53.69
33064 | 33064 | Colour TFT LCD CCTV monitor, 480 mm with BNC in/ out............................................................................................... | [17 empty] | 3,901.89 |  |  |  | 22.00 |  |  | 23.76 | 53.69 |  |  | 33064 |  |  | 33064 | 3,901.89 22.00 23.76 53.69 | 3901.89 | 22 | 23.76 | 53.69 | 3901.89 | 22 | 23.76 | 53.69
33065 | 33065 | Colour TFT LCD CCTV monitor, 550 mm with BNC in/ out............................................................................................... | [17 empty] | 5,638.71 |  |  |  | 22.00 |  |  | 23.76 | 53.69 |  |  | 33065 |  |  | 33065 | 5,638.71 22.00 23.76 53.69 | 5638.71 | 22 | 23.76 | 53.69 | 5638.71 | 22 | 23.76 | 53.69
33066 | 33066 | 1/ 3" CCD colour dome camera.............................................................................................................................................. | [17 empty] | 2,214.36 |  |  |  | 45.76 |  |  | 52.80 | 168.98 |  |  | 33066 |  |  | 33066 | 2,214.36 45.76 52.80 168.98 | 2214.36 | 45.76 | 52.8 | 168.98 | 2214.36 | 45.76 | 52.8 | 168.98
33067 | 33067 | High resolution network/ IP based camera............................................................................................................................. | [17 empty] | 1,330.24 |  |  |  | 45.76 |  |  | 52.80 | 168.98 |  |  | 33067 |  |  | 33067 | 1,330.24 45.76 52.80 168.98 | 1330.24 | 45.76 | 52.8 | 168.98 | 1330.24 | 45.76 | 52.8 | 168.98
33068 | 33068 | DVI extender........................................................................................................................................................................... | [17 empty] | 5,174.79 |  |  |  | 25.52 |  |  | 27.28 | 80.97 |  |  | 33068 |  |  | 33068 | 5,174.79 25.52 27.28 80.97 | 5174.79 | 25.52 | 27.28 | 80.97 | 5174.79 | 25.52 | 27.28 | 80.97
33069 | 33069 | IP based KVM with LCD display panel................................................................................................................................. | [17 empty] | 6,441.19 |  |  |  | 22.00 |  |  | 23.76 | 53.69 |  |  | 33069 |  |  | 33069 | 6,441.19 22.00 23.76 53.69 | 6441.19 | 22 | 23.76 | 53.69 | 6441.19 | 22 | 23.76 | 53.69
33070 | 33070 | Video server (32 Channels).................................................................................................................................................... | [17 empty] | 30,331.82 |  |  |  | 22.00 |  |  | 23.76 | 53.69 |  |  | 33070 |  |  | 33070 | 30,331.82 22.00 23.76 53.69 | 30331.82 | 22 | 23.76 | 53.69 | 30331.82 | 22 | 23.76 | 53.69
33071 | 33071 | Video multiplexer, 16-way, duplex type................................................................................................................................ | [17 empty] | 6,708.39 |  |  |  | 32.56 |  |  | 34.32 | 95.93 |  |  | 33071 |  |  | 33071 | 6,708.39 32.56 34.32 95.93 | 6708.39 | 32.56 | 34.32 | 95.93 | 6708.39 | 32.56 | 34.32 | 95.93
33072 | 33072 | Quad unit, 4-way..................................................................................................................................................................... | [17 empty] | 2,731.37 |  |  |  | 32.56 |  |  | 34.32 | 74.80 |  |  | 33072 |  |  | 33072 | 2,731.37 32.56 34.32 74.80 | 2731.37 | 32.56 | 34.32 | 74.8 | 2731.37 | 32.56 | 34.32 | 74.8
33073 | 33073 | Video cassette recorder, 24 hours time lapse type................................................................................................................. | [17 empty] | - |  |  |  | 22.00 |  |  | 24.64 | 53.69 |  |  | 33073 |  |  | 33073 | - 22.00 24.64 53.69 | #VALUE! | 22 | 24.64 | 53.69 | - | 22 | 24.64 | 53.69
33074 | 33074 | Digital video recorder, DVD recording operation, with built-in hard disk of minimum
| 1 TB storage capacity, can record 9/ 16 channels video to up to 25 fps per channel............................................................ | [18 empty] | 2,459.74 |  |  |  | 22.00 |  |  | 24.64 | 53.69 |  |  | 33074 |  |  | 33074 | 2,459.74 22.00 24.64 53.69 | 2459.74 | 22 | 24.64 | 53.69 | 2459.74 | 22 | 24.64 | 53.69
33075 | 33075 | Extra for each additional 500 GB hard disk storage.............................................................................................................. | [17 empty] | 598.60 |  |  |  | - |  |  | - | - |  |  | 33075 |  |  | 33075 | 598.60 - - - | 598.6 | #VALUE! | #VALUE! | #VALUE! | 598.6 | - | - | -
33076 | 33076 | CD-recordable (CD-R) computer disc of minimum 680 MB storage capacity, supports
| recording speed at least 24x.................................................................................................................................................... | [18 empty] | 0.99 |  |  |  | - |  |  | - | - |  |  | 33076 |  |  | 33076 | 0.99 - - - | 0.99 | #VALUE! | #VALUE! | #VALUE! | 0.99 | - | - | -
33077 | 33077 | CD-rewritable (CD-RW) computer disc of minimum 680 MB storage capacity, supports
| rewriting speed at least 12x ................................................................................................................................................... | [18 empty] | 3.51 |  |  |  | - |  |  | - | - |  |  | 33077 |  |  | 33077 | 3.51 - - - | 3.51 | #VALUE! | #VALUE! | #VALUE! | 3.51 | - | - | -
33078 | 33078 | DVD recordable computer disc of minimum 4.7 GB storage capacity, support recording
| speed at least 8x...................................................................................................................................................................... | [18 empty] | 1.95 |  |  |  | - |  |  | - | - |  |  | 33078 |  |  | 33078 | 1.95 - - - | 1.95 | #VALUE! | #VALUE! | #VALUE! | 1.95 | - | - | -
33/10
33 | 33 | BURGLAR ALARM AND SECURITY | [15 empty] | 33
| Item | Item
| CLOSED CIRCUIT TELEVISION SURVEILLANCE SYSTEM (CONT'D) | [17 empty] | Take | [6 empty] | Take
| Supply | [22 empty] | down |  | down |  | Fix
| and | [22 empty] | and |  | and set |  | only
| Equipment/ components c/w all necessary accessories : - (Cont'd) | [14 empty] | fix | [7 empty] | clear |  | aside for
| away | [24 empty] | re-use
| A | [22 empty] | B |  | C |  | D
| Per set |  |  | $ | [19 empty] | $ |  | $ |  | $
33079 | 33079 | DVD rewritable computer disc of minimum 4.7 GB storage capacity, support writing speed at
| least 4x..................................................................................................................................................................................... | [18 empty] | 7.44 |  |  |  | - |  |  | - | - |  |  | 33079 |  |  | 33079 | 7.44 - - - | 7.44 | #VALUE! | #VALUE! | #VALUE! | 7.44 | - | - | -
33080 | 33080 | Super VHS video tapes - 180 mins......................................................................................................................................... | [17 empty] | 19.47 |  |  |  | - |  |  | - | - |  |  | 33080 |  |  | 33080 | 19.47 - - - | 19.47 | #VALUE! | #VALUE! | #VALUE! | 19.47 | - | - | -
33081 | 33081 | Video distribution amplifier................................................................................................................................................... | [17 empty] | 451.55 |  |  |  | 22.00 |  |  | 24.64 | 53.69 |  |  | 33081 |  |  | 33081 | 451.55 22.00 24.64 53.69 | 451.55 | 22 | 24.64 | 53.69 | 451.55 | 22 | 24.64 | 53.69
33082 | 33082 | Pan/ tilt driver, 360° pan, ±75° tilt (minimum)...................................................................................................................... | [17 empty] | 6,075.29 |  |  |  | 78.32 |  |  | 84.49 | 174.24 |  |  | 33082 |  |  | 33082 | 6,075.29 78.32 84.49 174.24 | 6075.29 | 78.32 | 84.49 | 174.24 | 6075.29 | 78.32 | 84.49 | 174.24
33083 | 33083 | Pan/ tilt controller.................................................................................................................................................................... | [17 empty] | 2,251.93 |  |  |  | 22.00 |  |  | 24.64 | 53.69 |  |  | 33083 |  |  | 33083 | 2,251.93 22.00 24.64 53.69 | 2251.93 | 22 | 24.64 | 53.69 | 2251.93 | 22 | 24.64 | 53.69
33084 | 33084 | Video splitter........................................................................................................................................................................... | [17 empty] | 84.46 |  |  |  | 4.40 |  |  | 6.16 | 15.85 |  |  | 33084 |  |  | 33084 | 84.46 4.40 6.16 15.85 | 84.46 | 4.4 | 6.16 | 15.85 | 84.46 | 4.4 | 6.16 | 15.85
| DIGITAL VIDEO MOTION DETECTION SYSTEM | [14 empty] | Take | [9 empty] | Take
| Supply | [22 empty] | down |  | down |  | Fix
| and | [22 empty] | and |  | and set |  | only
| Equipment/ components c/w all necessary accessories : - | [14 empty] | fix | [7 empty] | clear |  | aside for
| away | [24 empty] | re-use
| A | [22 empty] | B |  | C |  | D
| Per set |  |  | $ | [19 empty] | $ |  | $ |  | $
33085 | 33085 | Video motion detector, able to handle 16 cameras simultaneously and independently c/w
remote keyboard for set up, control and all other accessories, connection to the central
| control station located at the same floor ................................................................................................................................ | [18 empty] | 28,123.85 |  |  |  | 143.45 |  |  | 150.48 | 404.82 |  |  | 33085 |  |  | 33085 | 28,123.85 143.45 150.48 404.82 | 28123.85 | 143.45 | 150.48 | 404.82 | 28123.85 | 143.45 | 150.48 | 404.82
| WATCHMAN TOUR SYSTEM | [9 empty] | Take | [14 empty] | Take
| Supply | [22 empty] | down |  | down |  | Fix
| and | [22 empty] | and |  | and set |  | only
| Equipment/ components c/w all necessary accessories : - | [14 empty] | fix | [7 empty] | clear |  | aside for
| away | [24 empty] | re-use
| A | [22 empty] | B |  | C |  | D
| Per set |  |  | $ | [19 empty] | $ |  | $ |  | $
33086 | 33086 | Data collector, handheld intelligent type, vandal proof and weatherproof construction, LCD
readout, record minimum 2000 checkpoint readings, 99 user programmable incident codes,
| automatic downloading capability, pass word controller....................................................................................................... | [18 empty] | 11,704.53 |  |  |  | - |  |  | - | - |  |  | 33086 |  |  | 33086 | 11,704.53 - - - | 11704.53 | #VALUE! | #VALUE! | #VALUE! | 11704.53 | - | - | -
33087 | 33087 | Check point, magnetic type, tamper-proof, vandal resistant.................................................................................................. | [17 empty] | 261.43 |  |  |  | 25.53 |  |  | 26.40 | 53.69 |  |  | 33087 |  |  | 33087 | 261.43 25.53 26.40 53.69 | 261.43 | 25.53 | 26.4 | 53.69 | 261.43 | 25.53 | 26.4 | 53.69
33088 | 33088 | Data transfer unit; able to transmit and receives data from data collector c/w battery charge,
| and necessary accessories ...................................................................................................................................................... | [18 empty] | 7,252.94 |  |  |  | 8.81 |  |  | 10.55 | 31.67 |  |  | 33088 |  |  | 33088 | 7,252.94 8.81 10.55 31.67 | 7252.94 | 8.81 | 10.55 | 31.67 | 7252.94 | 8.81 | 10.55 | 31.67
33/11
33 | 33 | BURGLAR ALARM AND SECURITY | [15 empty] | 33
| Item | Item
| RADIO FREQUENCY DISTRIBUTION SYSTEM | [14 empty] | Take | [9 empty] | Take
| Supply | [22 empty] | down |  | down |  | Fix
| and | [22 empty] | and |  | and set |  | only
| Equipment/ components c/w all necessary accessories : - | [14 empty] | fix | [7 empty] | clear |  | aside for
| away | [24 empty] | re-use
| A | [22 empty] | B |  | C |  | D
| Per set |  |  | $ | [19 empty] | $ |  | $ |  | $
33089 | 33089 | Radio frequency distribution system for long distance signal transmission between camera
| multi-channel video signals and monitors ............................................................................................................................. | [18 empty] | 2,593.05 |  |  |  | 50.16 |  |  | 60.72 | 213.85 |  |  | 33089 |  |  | 33089 | 2,593.05 50.16 60.72 213.85 | 2593.05 | 50.16 | 60.72 | 213.85 | 2593.05 | 50.16 | 60.72 | 213.85
33090 | 33090 | Fibre optics transmission system c/w transmitter and receiver for convey single and multi
video signals through optical fibre over long distance. Fibre optics cable shall be measured
| separately................................................................................................................................................................................. | [18 empty] | 3,078.92 |  |  |  | 50.16 |  |  | 60.72 | 176.89 |  |  | 33090 |  |  | 33090 | 3,078.92 50.16 60.72 176.89 | 3078.92 | 50.16 | 60.72 | 176.89 | 3078.92 | 50.16 | 60.72 | 176.89
CALL BELL SYSTEM
Call bell control/ indication panel, stainless steel type c/w all necessary accessories and
connection to a designated power supply point : -
Each
33091 | 33091 | Panel of 4 zones or less........................................................................................................................................................... | [17 empty] | 2,758.73 |  |  |  | 65.12 |  |  | 76.56 | 268.42 |  |  | 33091 |  |  | 33091 | 2,758.73 65.12 76.56 268.42 | 2758.73 | 65.12 | 76.56 | 268.42 | 2758.73 | 65.12 | 76.56 | 268.42
33092 | 33092 | Panel of 5 - 8 zones................................................................................................................................................................. | [17 empty] | 3,918.85 |  |  |  | 70.39 |  |  | 81.84 | 283.39 |  |  | 33092 |  |  | 33092 | 3,918.85 70.39 81.84 283.39 | 3918.85 | 70.39 | 81.84 | 283.39 | 3918.85 | 70.39 | 81.84 | 283.39
33093 | 33093 | Panel of 9 - 12 zones............................................................................................................................................................... | [17 empty] | 5,005.24 |  |  |  | 75.67 |  |  | 86.25 | 295.70 |  |  | 33093 |  |  | 33093 | 5,005.24 75.67 86.25 295.70 | 5005.24 | 75.67 | 86.25 | 295.7 | 5005.24 | 75.67 | 86.25 | 295.7
Call push button
33094 | 33094 | Call push button c/w necessary accessories and connection to the call bell control/ indication
| panel ....................................................................................................................................................................................... | [18 empty] | 358.48 |  |  |  | 70.39 |  |  | 73.05 | 168.97 |  |  | 33094 |  |  | 33094 | 358.48 70.39 73.05 168.97 | 358.48 | 70.39 | 73.05 | 168.97 | 358.48 | 70.39 | 73.05 | 168.97
33/12
33 | 33 | BURGLAR ALARM AND SECURITY | [15 empty] | 33
| Item | Item
COAXIAL CABLES AND SHIELDED CABLES
| (Note : The following five items will only be paid for if ordered by the Maintenance | [17 empty] | Take | [6 empty] | Take
| Surveyor in writing) |  |  |  |  | Supply | [17 empty] | down |  | down |  | Fix
| and | [22 empty] | and |  | and set |  | only
| fix | [22 empty] | clear |  | aside for
| Coaxial cables : - |  |  |  |  | away | [19 empty] | re-use
| A | [22 empty] | B |  | C |  | D
| Per linear metre |  |  |  |  | $ | [17 empty] | $ |  | $ |  | $
33095 | 33095 | Coaxial cables, RG-6 / RG-11 / RG-58 / RG-59.................................................................................................................... | [17 empty] | 11.29 |  |  |  | 1.75 |  |  | 2.65 | 6.17 |  |  | 33095 |  |  | 33095 | 11.29 1.75 2.65 6.17 | 11.29 | 1.75 | 2.65 | 6.17 | 11.29 | 1.75 | 2.65 | 6.17
Twisted pair shielded cables : -
33096 | 33096 | 1-pair....................................................................................................................................................................................... | [17 empty] | 10.17 |  |  |  | 2.04 |  |  | 2.46 | 6.17 |  |  | 33096 |  |  | 33096 | 10.17 2.04 2.46 6.17 | 10.17 | 2.04 | 2.46 | 6.17 | 10.17 | 2.04 | 2.46 | 6.17
33097 | 33097 | 2-pair....................................................................................................................................................................................... | [17 empty] | 12.27 |  |  |  | 2.04 |  |  | 2.46 | 6.17 |  |  | 33097 |  |  | 33097 | 12.27 2.04 2.46 6.17 | 12.27 | 2.04 | 2.46 | 6.17 | 12.27 | 2.04 | 2.46 | 6.17
33098 | 33098 | 4-pair....................................................................................................................................................................................... | [17 empty] | 14.99 |  |  |  | 2.24 |  |  | 2.75 | 7.05 |  |  | 33098 |  |  | 33098 | 14.99 2.24 2.75 7.05 | 14.99 | 2.24 | 2.75 | 7.05 | 14.99 | 2.24 | 2.75 | 7.05
33099 | 33099 | 8-pair....................................................................................................................................................................................... | [17 empty] | 23.63 |  |  |  | 3.00 |  |  | 3.59 | 7.93 |  |  | 33099 |  |  | 33099 | 23.63 3.00 3.59 7.93 | 23.63 | 3 | 3.59 | 7.93 | 23.63 | 3 | 3.59 | 7.93
33/13
Section 34
PUBLIC ADDRESS SYSTEM
34 | 34 | PUBLIC ADDRESS SYSTEM | [13 empty] | 34
SECTION 34
PUBLIC ADDRESS SYSTEM
SPECIAL CONDITIONS
| Measurement |  |  | SC34.01 | [6 empty] | All works of electrical power supply up to power supply points (e.g. switchgear or isolator
| of power supply |  |  | or spur unit and the like) for the equipment shall be measured separately and paid for at
the appropriate rates under Section 27 - Lighting System and Fixtures, Section 28 - Small
Power Distribution, Section 29 - Main Distribution Systems and Section 30 -
Miscellaneous Electrical Installations or other applicable Work Sections of this Schedule.
| Measurement of |  |  | SC34.02 | [6 empty] | All trench excavation shall be measured separately and paid for at the appropriate rates
| excavations, ducts, |  |  |  | under Section 03 - Excavation of this Schedule. All pipe ducts, concrete thrust blocks and
| chases, holes and |  |  |  | anchor blocks, chases in, and holes through existing walls, ceilings and similar for pipes,
| other subsidiary |  |  |  | etc., (but not mortices or holes for brackets) except specifically stated, shall be measured
| work | and paid for at the appropriate rates under Section 04 - Concrete Work and Section 05 -
Brickwork and Blockwork or other applicable Work Sections of this Schedule.
| Measurement of |  |  | SC34.03 | [6 empty] | Cables for the equipment have been allowed in the rates under this Section. No
| microphone cables |  |  |  | measurement shall be made for cables except for microphone cables and loudspeaker
| and loudspeaker |  |  |  | cables where specifically ordered by the Maintenance Surveyor in writing.
cables
Microphone cables and loudspeaker cables shall be measured the net length as fixed in
linear metres.
| Measurement |  |  | SC34.04 | [6 empty] | Where a temporary supply is ordered by the Maintenance Surveyor, the provision of all
| of temporary |  |  | articles, labour and accessory materials (nails, screws, rawplugs and similar) necessary for
| supply | fixing shall be of temporary nature. For "use and waste" of all materials, such as cables,
fittings and accessories, etc., for a period of not exceeding four weeks from the date of
certified completion, 50 per cent of the value of the appropriate "supply and fix" items after
the adjustment of contract percentages will be paid. For a period exceeding four weeks
and not exceeding eight weeks, 55 per cent will be paid and for each subsequent month a
further addition of 5 per cent will be made.
For a period of more than six months, the full rates, as for permanent works will be paid,
and the materials will become the property of the Employer.
No extra payment will be made for the removal of materials in connection with the
temporary supply, but the cost of which shall have been included in the payment as
aforementioned in the first paragraph hereof. The date of certified completion of a
temporary supply shall be the date when the installation is first brought into service. The
date when it ceases to be used shall be the date from which the Maintenance Surveyor
instructs the dismantlement of the installation, or the date when the installation is no longer
in use, whichever is earlier.
34/1
34 | 34 | PUBLIC ADDRESS SYSTEM | [13 empty] | 34
SPECIAL CONDITIONS
| Rates generally |  |  | SC34.05 | [6 empty] | The rates for all items shall generally include for : -
| (a) | [11 empty] | Colour band and colour identification work.
| (b) | [11 empty] | Lettering and engraving for identification, signs, labels in both English and
Chinese.
| (c) | [11 empty] | Identification plates, signs, notice plates, discs and labels in both English and
Chinese.
| (d) | [11 empty] | Priming or painting off site and proprietary finishes or surface treatment applied as
part of the production process whether applied before or after fabrication and
assembly.
| (e) | [11 empty] | All protective and finishing painting work, apart from additional painting work
specifically ordered by the Maintenance Surveyor in writing which shall be
measured separately and paid for at the appropriate rates under Section 15 -
Painting of this Schedule.
| (f) | [11 empty] | Any kind of fixing method including drilling of the background and provision of all
fixings, nails, bolts, nuts, washers, holes, screws, plugs, shotfired pins and the like.
| (g) | [11 empty] | Assembling and jointing together with the component parts of composite units and
providing any necessary jointing materials.
| (h) | [11 empty] | All brackets and methods of supports.
| (i) | [11 empty] | Provision of expansion joints in service runs wherever they coincide with
structural expansion joints.
| (j) | [11 empty] | Submission of catalogues, technical literature, data, calculations, test certificates
and approval documentation covering the equipment and materials being supplied.
| (k) | [11 empty] | Preparing and submitting detail working drawings as required and all shop
drawings for the fabrication and installation.
| (l) | [11 empty] | Attendance, as required, of the manufacturers' representative to assist in the
installation and subsequent testing and commissioning.
| (m) | [11 empty] | Testing and commissioning including submission of Testing and Commissioning
Certificates and Records of Tests.
| (n) | [11 empty] | Provision of all necessary power, labour and testing instrument of approved type
for testing and commissioning.
| (o) | [11 empty] | Preparing and submitting operation and maintenance manuals and as-fitted
drawings for items of works as required.
| (p) | [11 empty] | Provision of schematic diagrams covered front and back with plastic sheet
including fixing to wall.
| (q) | [11 empty] | Provision of manufacturer's guarantee.
34/2
34 | 34 | PUBLIC ADDRESS SYSTEM | [13 empty] | 34
SPECIAL CONDITIONS
| Rates for equipment |  |  |  |  | SC34.06 |  |  |  |  | The rates for equipment shall further include for : -
| (a) | [11 empty] | Connecting, interconnecting cables, jointing and making all cable, conduit,
trunking and cable tray connections and the like and provision of all associated
components.
| (b) | [11 empty] | Provision of all components forming part of the equipment complete with all
supply and interconnecting wiring and the like.
| (c) | [11 empty] | All necessary instruments, devices and the like including appropriate connections
thereto.
| (d) | [11 empty] | Cables, conduits including flexible conduits and adaptors, trunkings, trays,
ladders, outlet boxes, junction boxes, universal boxes including special boxes, all
fixings, bending, cutting, screwing and jointing.
| (e) | [11 empty] | Earth/ equipotential bonding.
| Rates for |  |  | SC34.07 | [6 empty] | The rates for microphone cables and loudspeaker cables shall further include for : -
microphone cables
| and loudspeaker |  |  |  | (a) | [7 empty] | Laying or fixing in different locations, such as drawing into underground pipe
| cables | ducts, laying or drawing into trunkings, drawing into conduits, suspending from
insulators or catenaries, wrapping around equipment.
| (b) | [11 empty] | In case of cables drawn into existing conduits, existing ducts or existing trunkings,
removing and putting back existing covers, existing inspection lids and the like.
| (c) | [11 empty] | Making cable-joints.
| (d) | [11 empty] | All necessary fixings completed with accessories and fittings as required.
| (e) | [11 empty] | Provision of all sleeves for casting in or building in where cables pass through
slabs, walls or beams and caulking between cable and sleeve where required.
| Rates for "Take |  |  | SC34.08 | [6 empty] | The rates for "Take down and clear away" or "Take down and set aside for re-use"
| down and clear |  |  | existing items in connection with public address installation shall further include for : -
away" or "Take
| down and set aside |  |  |  | (a) | [7 empty] | Taking down all associated building services works.
for re-use"
| (b) | [11 empty] | Plugging off remaining ends with plugs or caps as required.
| (c) | [11 empty] | Preparing remaining ends of building services works to receive connections with
new work if required.
| (d) | [11 empty] | Making good all works disturbed.
| Particular |  |  | SC34.09 | [6 empty] | The Particular Specification for public address system can be found in the Contract.
Specification
34/3
34 | 34 | PUBLIC ADDRESS SYSTEM | [13 empty] | 34
| Item | Item
| PUBLIC ADDRESS SYSTEM | [9 empty] | Take | [14 empty] | Take
| Supply | [22 empty] | down |  | down |  | Fix
| and | [22 empty] | and |  | and set |  | only
| Equipment/ component c/w all necessary accessories : - | [14 empty] | fix | [7 empty] | clear |  | aside for
| away | [24 empty] | re-use
| A | [22 empty] | B |  | C |  | D
| Each |  |  | $ | [19 empty] | $ |  | $ |  | $
34001 | 34001 | Ceiling panel speaker, surface-mount type, 3W c/w matching transformer.......................................................................... | [17 empty] | 609.07 |  |  |  | 25.42 |  |  | 28.02 | 102.09 |  |  | 34001 |  |  | 34001 | 609.07 25.42 28.02 102.09 | 609.07 | 25.42 | 28.02 | 102.09 | 609.07 | 25.42 | 28.02 | 102.09
34002 | 34002 | Ceiling panel speaker, surface-mount type, 6W c/w matching transformer.......................................................................... | [17 empty] | 637.14 |  |  |  | 25.42 |  |  | 28.02 | 102.09 |  |  | 34002 |  |  | 34002 | 637.14 25.42 28.02 102.09 | 637.14 | 25.42 | 28.02 | 102.09 | 637.14 | 25.42 | 28.02 | 102.09
34003 | 34003 | Ceiling panel speaker, ceiling-recessed, 3W c/w matching transformer .............................................................................. | [17 empty] | 844.84 |  |  |  | 25.42 |  |  | 28.02 | 106.49 |  |  | 34003 |  |  | 34003 | 844.84 25.42 28.02 106.49 | 844.84 | 25.42 | 28.02 | 106.49 | 844.84 | 25.42 | 28.02 | 106.49
34004 | 34004 | Ceiling panel speaker, ceiling-recessed, 6W c/w matching transformer............................................................................... | [17 empty] | 943.08 |  |  |  | 25.42 |  |  | 28.02 | 106.49 |  |  | 34004 |  |  | 34004 | 943.08 25.42 28.02 106.49 | 943.08 | 25.42 | 28.02 | 106.49 | 943.08 | 25.42 | 28.02 | 106.49
34005 | 34005 | Box speaker, 3W..................................................................................................................................................................... | [17 empty] | 842.04 |  |  |  | 25.42 |  |  | 28.02 | 102.09 |  |  | 34005 |  |  | 34005 | 842.04 25.42 28.02 102.09 | 842.04 | 25.42 | 28.02 | 102.09 | 842.04 | 25.42 | 28.02 | 102.09
34006 | 34006 | Box speaker, 6W..................................................................................................................................................................... | [17 empty] | 905.20 |  |  |  | 25.42 |  |  | 28.02 | 102.09 |  |  | 34006 |  |  | 34006 | 905.20 25.42 28.02 102.09 | 905.2 | 25.42 | 28.02 | 102.09 | 905.2 | 25.42 | 28.02 | 102.09
34007 | 34007 | Horn speaker, 3W.................................................................................................................................................................... | [17 empty] | 861.67 |  |  |  | 25.42 |  |  | 28.02 | 102.09 |  |  | 34007 |  |  | 34007 | 861.67 25.42 28.02 102.09 | 861.67 | 25.42 | 28.02 | 102.09 | 861.67 | 25.42 | 28.02 | 102.09
34008 | 34008 | Horn speaker, 6W.................................................................................................................................................................... | [17 empty] | 945.89 |  |  |  | 25.42 |  |  | 28.02 | 102.09 |  |  | 34008 |  |  | 34008 | 945.89 25.42 28.02 102.09 | 945.89 | 25.42 | 28.02 | 102.09 | 945.89 | 25.42 | 28.02 | 102.09
34009 | 34009 | Speaker column; 95 dB/ W (min.); four dynamic cone speaker units (min.); wooden
| enclosure c/w front grille cloth, insulation, matching transformer........................................................................................ | [18 empty] | 3,811.63 |  |  |  | 28.06 |  |  | 30.16 | 107.37 |  |  | 34009 |  |  | 34009 | 3,811.63 28.06 30.16 107.37 | 3811.63 | 28.06 | 30.16 | 107.37 | 3811.63 | 28.06 | 30.16 | 107.37
34010 | 34010 | Desk top microphone c/w chime unit..................................................................................................................................... | [17 empty] | 1,922.64 |  |  |  | 4.00 |  |  | 5.03 | 14.96 |  |  | 34010 |  |  | 34010 | 1,922.64 4.00 5.03 14.96 | 1922.64 | 4 | 5.03 | 14.96 | 1922.64 | 4 | 5.03 | 14.96
34011 | 34011 | Unidirectional microphone c/w built-in blast and pop protection, microphone holder,
| mike cable and connector........................................................................................................................................................ | [18 empty] | 2,801.19 |  |  |  | 4.00 |  |  | 5.03 | 14.96 |  |  | 34011 |  |  | 34011 | 2,801.19 4.00 5.03 14.96 | 2801.19 | 4 | 5.03 | 14.96 | 2801.19 | 4 | 5.03 | 14.96
34012 | 34012 | Paging microphone c/w desk stand, microphone holder, mike cable and connector ........................................................... | [17 empty] | 3,592.70 |  |  |  | 4.00 |  |  | 5.03 | 15.85 |  |  | 34012 |  |  | 34012 | 3,592.70 4.00 5.03 15.85 | 3592.7 | 4 | 5.03 | 15.85 | 3592.7 | 4 | 5.03 | 15.85
34013 | 34013 | Miniature omnidirectional lavalier microphone c/w long-life-cable and lavalier holder...................................................... | [17 empty] | 3,761.10 |  |  |  | 1.48 |  |  | 1.96 | 4.41 |  |  | 34013 |  |  | 34013 | 3,761.10 1.48 1.96 4.41 | 3761.1 | 1.48 | 1.96 | 4.41 | 3761.1 | 1.48 | 1.96 | 4.41
34014 | 34014 | Microphone floor stand and boom arm c/w 900 to 1600 mm nominal length floor stand,
700 mm minimum length boom arm of 360°C adjustment direction, locking device and
| microphone and boom adaptor............................................................................................................................................... | [18 empty] | 1,627.93 |  |  |  | 4.00 |  |  | 5.03 | 15.85 |  |  | 34014 |  |  | 34014 | 1,627.93 4.00 5.03 15.85 | 1627.93 | 4 | 5.03 | 15.85 | 1627.93 | 4 | 5.03 | 15.85
34015 | 34015 | Microphone desk stand and flexible gooseneck shaft c/w 100 to 200 mm adjustable
| support and connector............................................................................................................................................................. | [18 empty] | 1,981.59 |  |  |  | 4.00 |  |  | 5.03 | 14.96 |  |  | 34015 |  |  | 34015 | 1,981.59 4.00 5.03 14.96 | 1981.59 | 4 | 5.03 | 14.96 | 1981.59 | 4 | 5.03 | 14.96
34016 | 34016 | Volume control unit with wall mounting box, 30W c/w all necessary accessories ............................................................. | [17 empty] | 771.88 |  |  |  | 65.98 |  |  | 78.67 | 233.22 |  |  | 34016 |  |  | 34016 | 771.88 65.98 78.67 233.22 | 771.88 | 65.98 | 78.67 | 233.22 | 771.88 | 65.98 | 78.67 | 233.22
34017 | 34017 | UHF Hand-held (vocal) Wireless Microphone....................................................................................................................... | [17 empty] | 1,781.76 |  |  |  | 1.48 |  |  | 1.96 | 4.41 |  |  | 34017 |  |  | 34017 | 1,781.76 1.48 1.96 4.41 | 1781.76 | 1.48 | 1.96 | 4.41 | 1781.76 | 1.48 | 1.96 | 4.41
34018 | 34018 | UHF Tuner.............................................................................................................................................................................. | [17 empty] | 1,945.13 |  |  |  | 65.98 |  |  | 78.67 | 233.22 |  |  | 34018 |  |  | 34018 | 1,945.13 65.98 78.67 233.22 | 1945.13 | 65.98 | 78.67 | 233.22 | 1945.13 | 65.98 | 78.67 | 233.22
34019 | 34019 | UHF Wireless Tuner............................................................................................................................................................... | [17 empty] | 3,905.57 |  |  |  | 65.98 |  |  | 78.67 | 233.22 |  |  | 34019 |  |  | 34019 | 3,905.57 65.98 78.67 233.22 | 3905.57 | 65.98 | 78.67 | 233.22 | 3905.57 | 65.98 | 78.67 | 233.22
34020 | 34020 | UHF Wireless Antenna........................................................................................................................................................... | [17 empty] | 1,016.83 |  |  |  | 65.98 |  |  | 78.67 | 233.22 |  |  | 34020 |  |  | 34020 | 1,016.83 65.98 78.67 233.22 | 1016.83 | 65.98 | 78.67 | 233.22 | 1016.83 | 65.98 | 78.67 | 233.22
34/4
34 | 34 | PUBLIC ADDRESS SYSTEM | [13 empty] | 34
| Item | Item
| PUBLIC ADDRESS SYSTEM (CONT'D) | [11 empty] | Take | [12 empty] | Take
| Supply | [22 empty] | down |  | down |  | Fix
| and | [22 empty] | and |  | and set |  | only
| Equipment/ component c/w all necessary accessories : - (Cont'd) | [14 empty] | fix | [7 empty] | clear |  | aside for
| away | [24 empty] | re-use
| A | [22 empty] | B |  | C |  | D
| Each |  |  | $ | [19 empty] | $ |  | $ |  | $
34021 | 34021 | Mixer power amplifier, 60W r.m.s., 3 inputs......................................................................................................................... | [17 empty] | 3,508.49 |  |  |  | 20.40 |  |  | 22.41 | 59.86 |  |  | 34021 |  |  | 34021 | 3,508.49 20.40 22.41 59.86 | 3508.49 | 20.4 | 22.41 | 59.86 | 3508.49 | 20.4 | 22.41 | 59.86
34022 | 34022 | Mixer power amplifier, 120W r.m.s., 3 inputs....................................................................................................................... | [17 empty] | 4,881.01 |  |  |  | 20.40 |  |  | 22.41 | 59.86 |  |  | 34022 |  |  | 34022 | 4,881.01 20.40 22.41 59.86 | 4881.01 | 20.4 | 22.41 | 59.86 | 4881.01 | 20.4 | 22.41 | 59.86
34023 | 34023 | Mixer pre-amplifier panel with 6-channel pre-amplifier unit (4 microphone inputs) .......................................................... | [17 empty] | 7,140.47 |  |  |  | 20.40 |  |  | 22.41 | 59.86 |  |  | 34023 |  |  | 34023 | 7,140.47 20.40 22.41 59.86 | 7140.47 | 20.4 | 22.41 | 59.86 | 7140.47 | 20.4 | 22.41 | 59.86
34024 | 34024 | Cassette deck c/w tape recorder and player, microphone and headphone jacks,
input/ output level control and meters, 3-digital resettable tape counter, automatic
| shut-off and noise reduction system ...................................................................................................................................... | [18 empty] | 1,852.48 |  |  |  | 20.40 |  |  | 22.41 | 59.86 |  |  | 34024 |  |  | 34024 | 1,852.48 20.40 22.41 59.86 | 1852.48 | 20.4 | 22.41 | 59.86 | 1852.48 | 20.4 | 22.41 | 59.86
34025 | 34025 | Background music CD/ DVD player...................................................................................................................................... | [17 empty] | 1,801.96 |  |  |  | 20.40 |  |  | 22.41 | 59.86 |  |  | 34025 |  |  | 34025 | 1,801.96 20.40 22.41 59.86 | 1801.96 | 20.4 | 22.41 | 59.86 | 1801.96 | 20.4 | 22.41 | 59.86
34026 | 34026 | Remote microphone unit in sheet metal cabinet comprising of 1 no. flexible gooseneck
| microphone and zone selection buttons (6 zone) .................................................................................................................. | [18 empty] | 8,799.28 |  |  |  | 10.11 |  |  | 11.20 | 21.12 |  |  | 34026 |  |  | 34026 | 8,799.28 10.11 11.20 21.12 | 8799.28 | 10.11 | 11.2 | 21.12 | 8799.28 | 10.11 | 11.2 | 21.12
34027 | 34027 | Monitor panel; stainless steel enclosure c/w monitor speaker with volume control,
system power on/ off switch, sound level meter, channel selector switch and line voltage
| selector switch......................................................................................................................................................................... | [18 empty] | 7,788.84 |  |  |  | 60.67 |  |  | 80.34 | 307.14 |  |  | 34027 |  |  | 34027 | 7,788.84 60.67 80.34 307.14 | 7788.84 | 60.67 | 80.34 | 307.14 | 7788.84 | 60.67 | 80.34 | 307.14
Sundries : -
34028 | 34028 | Jack point c/w jack plug and socket, conduit and wiring and all necessary accessories....................................................... | [17 empty] | 294.71 |  |  |  | 65.98 |  |  | 78.67 | 237.62 |  |  | 34028 |  |  | 34028 | 294.71 65.98 78.67 237.62 | 294.71 | 65.98 | 78.67 | 237.62 | 294.71 | 65.98 | 78.67 | 237.62
34029 | 34029 | Speaker point c/w 2A - 3pin plug and socket, conduit and wiring and all necessary
| accessories .............................................................................................................................................................................. | [18 empty] | 273.66 |  |  |  | 65.98 |  |  | 78.67 | 237.62 |  |  | 34029 |  |  | 34029 | 273.66 65.98 78.67 237.62 | 273.66 | 65.98 | 78.67 | 237.62 | 273.66 | 65.98 | 78.67 | 237.62
Equipment cabinet : -
Per linear metre
34030 | 34030 | Equipment cabinet; well ventilated 483 mm standard high; teakwood construction
| c/w locking doors and 3-pin power sockets and all necessary accessories ........................................................................... | [18 empty] | 3,704.96 |  |  |  | 17.36 |  |  | 18.33 | 25.53 |  |  | 34030 |  |  | 34030 | 3,704.96 17.36 18.33 25.53 | 3704.96 | 17.36 | 18.33 | 25.53 | 3704.96 | 17.36 | 18.33 | 25.53
34031 | 34031 | Equipment cabinet; well ventilated 483mm standard high; stainless steel construction
| c/w locking doors and 3-pin power sockets and all necessary accessories ........................................................................... | [18 empty] | 4,631.20 |  |  |  | 17.36 |  |  | 18.33 | 25.53 |  |  | 34031 |  |  | 34031 | 4,631.20 17.36 18.33 25.53 | 4631.2 | 17.36 | 18.33 | 25.53 | 4631.2 | 17.36 | 18.33 | 25.53
34/5
34 | 34 | PUBLIC ADDRESS SYSTEM | [13 empty] | 34
| Item | Item
PUBLIC ADDRESS SYSTEM (CONT'D)
| Take | [24 empty] | Take
| Supply | [22 empty] | down |  | down |  | Fix
| Microphone cables and loudspeaker cables : - | [11 empty] | and | [10 empty] | and |  | and set |  | only
| (Note : The following six items will only be paid for if ordered by the Maintenance | [17 empty] | fix |  |  |  |  | clear |  | aside for
| Surveyor in writing) |  |  |  |  | away | [19 empty] | re-use
| A | [22 empty] | B |  | C |  | D
| Per linear metre |  |  |  |  | $ | [17 empty] | $ |  | $ |  | $
34032 | 34032 | Microphone cable.................................................................................................................................................................... | [17 empty] | 13.81 |  |  |  | 2.05 |  |  | 3.04 | 6.16 |  |  | 34032 |  |  | 34032 | 13.81 2.05 3.04 6.16 | 13.81 | 2.05 | 3.04 | 6.16 | 13.81 | 2.05 | 3.04 | 6.16
34033 | 34033 | Loudspeaker cable................................................................................................................................................................... | [17 empty] | 17.77 |  |  |  | 2.05 |  |  | 3.04 | 6.16 |  |  | 34033 |  |  | 34033 | 17.77 2.05 3.04 6.16 | 17.77 | 2.05 | 3.04 | 6.16 | 17.77 | 2.05 | 3.04 | 6.16
34034 | 34034 | Underground microphone cable............................................................................................................................................. | [17 empty] | 35.41 |  |  |  | 1.96 |  |  | 2.84 | 5.29 |  |  | 34034 |  |  | 34034 | 35.41 1.96 2.84 5.29 | 35.41 | 1.96 | 2.84 | 5.29 | 35.41 | 1.96 | 2.84 | 5.29
34035 | 34035 | Underground loudspeaker cable............................................................................................................................................. | [17 empty] | 53.99 |  |  |  | 1.96 |  |  | 2.84 | 5.29 |  |  | 34035 |  |  | 34035 | 53.99 1.96 2.84 5.29 | 53.99 | 1.96 | 2.84 | 5.29 | 53.99 | 1.96 | 2.84 | 5.29
34036 | 34036 | Waterproof type microphone cable......................................................................................................................................... | [17 empty] | 31.20 |  |  |  | 2.05 |  |  | 3.04 | 6.16 |  |  | 34036 |  |  | 34036 | 31.20 2.05 3.04 6.16 | 31.2 | 2.05 | 3.04 | 6.16 | 31.2 | 2.05 | 3.04 | 6.16
34037 | 34037 | Waterproof type loudspeaker cable........................................................................................................................................ | [17 empty] | 51.89 |  |  |  | 2.05 |  |  | 3.04 | 6.16 |  |  | 34037 |  |  | 34037 | 51.89 2.05 3.04 6.16 | 51.89 | 2.05 | 3.04 | 6.16 | 51.89 | 2.05 | 3.04 | 6.16
34/6
Section 35
BROADCAST RECEPTION
35 | 35 | BROADCAST RECEPTION | [13 empty] | 35
SECTION 35
BROADCAST RECEPTION
SPECIAL CONDITIONS
| Measurement |  |  | SC35.01 | [6 empty] | All works of electrical power supply up to power supply points (e.g. switchgear or isolator
| of power supply |  |  | or spur unit and the like) for the equipment shall be measured separately and paid for at
the appropriate rates under Section 27 - Lighting System and Fixtures, Section 28 - Small
Power Distribution, Section 29 - Main Distribution Systems and Section 30 -
Miscellaneous Electrical Installations or other applicable Work Sections of this Schedule.
| Measurement of |  |  | SC35.02 | [6 empty] | Cables for the equipment have been allowed in the rates under this Section. No
| coaxial cables |  |  | measurement shall be made for cables except for coaxial cables where specifically ordered
by the Maintenance Surveyor in writing.
Coaxial cables shall be measured the net length as fixed in linear metres.
| Measurement |  |  | SC35.03 | [6 empty] | Where a temporary supply is ordered by the Maintenance Surveyor, the provision of all
| of temporary |  |  | articles, labour and accessory materials (nails, screws, rawplugs and similar) necessary for
| supply | fixing shall be of temporary nature. For "use and waste" of all materials, such as cables,
fittings and accessories, etc., for a period of not exceeding four weeks from the date of
certified completion, 50 per cent of the value of the appropriate "supply and fix" items after
the adjustment of contract percentages will be paid. For a period exceeding four weeks
and not exceeding eight weeks, 55 per cent will be paid and for each subsequent month a
further addition of 5 per cent will be made.
For a period of more than six months, the full rates, as for permanent works will be paid,
and the materials will become the property of the Employer.
No extra payment will be made for the removal of materials in connection with the
temporary supply, but the cost of which shall have been included in the payment as
aforementioned in the first paragraph hereof. The date of certified completion of a
temporary supply shall be the date when the installation is first brought into service. The
date when it ceases to be used shall be the date from which the Maintenance Surveyor
instructs the dismantlement of the installation, or the date when the installation is no longer
in use, whichever is earlier.
| Rates generally |  |  | SC35.04 | [6 empty] | The rates for all items shall generally include for : -
| (a) | [11 empty] | Colour band and colour identification work.
| (b) | [11 empty] | Lettering and engraving for identification, signs, labels in both English and
Chinese.
| (c) | [11 empty] | Identification plates, signs, notice plates, discs and labels in both English and
Chinese.
35/1
35 | 35 | BROADCAST RECEPTION | [13 empty] | 35
SPECIAL CONDITIONS
| Rates generally |  |  | SC35.04 | [6 empty] | (d) |  | Priming or painting off site and proprietary finishes or surface treatment applied as
| (Cont'd) |  |  | (Cont'd) | [6 empty] | part of the production process whether applied before or after fabrication and
assembly.
| (e) | [11 empty] | All protective and finishing painting work, apart from additional painting work
specifically ordered by the Maintenance Surveyor in writing which shall be
measured separately and paid for at the appropriate rates under Section 15 -
Painting of this Schedule.
| (f) | [11 empty] | Any kind of fixing method including drilling of the background and provision of all
fixings, nails, bolts, nuts, washers, holes, screws, plugs, shotfired pins and the like.
| (g) | [11 empty] | Assembling and jointing together with the component parts of composite units and
providing any necessary jointing materials.
| (h) | [11 empty] | All brackets and methods of supports.
| (i) | [11 empty] | Provision of expansion joints in service runs wherever they coincide with
structural expansion joints.
| (j) | [11 empty] | Submission of catalogues, technical literature, data, calculations, test certificates
and approval documentation covering the equipment and materials being supplied.
| (k) | [11 empty] | Preparing and submitting detail working drawings as required and all shop
drawings for the fabrication and installation.
| (l) | [11 empty] | Attendance, as required, of the manufacturers' representative to assist in the
installation and subsequent testing and commissioning.
| (m) | [11 empty] | Testing and commissioning including submission of Testing and Commissioning
Certificates and Records of Tests.
| (n) | [11 empty] | Provision of all necessary power, labour and testing instrument of approved type
for testing and commissioning.
| (o) | [11 empty] | Preparing and submitting operation and maintenance manuals and as-fitted
drawings for items of works as required.
| (p) | [11 empty] | Provision of schematic diagrams covered front and back with plastic sheet
including fixing to wall.
| (q) | [11 empty] | Provision of manufacturer's guarantee.
| Rates for |  |  | SC35.05 | [6 empty] | The rates for equipment shall further include for : -
equipment
| (a) | [11 empty] | Interfacing, connecting, interconnecting cables, jointing and making all bus bar,
cable, conduit, trunking and cable tray connections and the like and provision of
all associated components.
| (b) | [11 empty] | Provision of all components forming part of the equipment including batteries and
chargers with all supply and interconnecting wiring and the like.
35/2
35 | 35 | BROADCAST RECEPTION | [13 empty] | 35
SPECIAL CONDITIONS
| Rates for |  |  | SC35.05 | [6 empty] | (c) |  | All necessary sensors, instruments, devices and the like including appropriate
| equipment |  |  | (Cont'd) | [6 empty] | connections thereto.
(Cont'd)
| (d) | [11 empty] | Cables, conduits including flexible conduits and adaptors, trunkings, trays,
ladders, outlet boxes, junction boxes, universal boxes including special boxes, all
fixings, bending, cutting, screwing and jointing.
| (e) | [11 empty] | Earth/ equipotential bonding.
| Rates for |  |  | SC35.06 | [6 empty] | The rates for coaxial cables shall further include for : -
coaxial cables
| (a) | [11 empty] | Laying or fixing in different locations, such as drawing into underground pipe
ducts, laying or drawing into trunkings, drawing into conduits, suspending from
insulators or catenaries, wrapping around equipment.
| (b) | [11 empty] | In case of cables drawn into existing conduits, existing ducts or existing trunkings,
removing and putting back existing covers, existing inspection lids and the like.
| (c) | [11 empty] | Making cable-joints.
| (d) | [11 empty] | All necessary fixings complete with accessories and fittings as required.
| (e) | [11 empty] | Provision of all sleeves for casting in or building in where cables pass through
slabs, walls or beams and caulking between cable and sleeve where required.
| Rates for |  |  | SC35.07 | [6 empty] | The rates for "Take down and clear away" or " Take down and set aside for re-use"
| "Take down |  |  | existing items in connection with broadcast reception installation shall further include for : -
and clear
| away" or |  |  | (a) | [8 empty] | Taking down all associated building services works.
"Take down
| and set aside for |  |  |  | (b) | [7 empty] | Plugging off remaining ends with plugs or caps as required.
re-use"
| (c) | [11 empty] | Preparing remaining ends of building services works to receive connections with
new work if required.
| (d) | [11 empty] | Making good all works disturbed.
| Particular |  |  | SC35.08 | [6 empty] | The Particular Specification for broadcast reception installation can be found in the
| Specification |  |  | Contract.
35/3
35 | 35 | BROADCAST RECEPTION | [13 empty] | 35
| Item | Item
| BROADCAST RECEPTION INSTALLATION | [14 empty] | Take | [9 empty] | Take
| Supply | [22 empty] | down |  | down |  | Fix
| and | [22 empty] | and |  | and |  | only
| Equipment/ components c/w necessary accessories : - | [12 empty] | fix | [9 empty] | clear |  | set aside
| away | [24 empty] | for re-use
| A | [22 empty] | B |  | C |  | D
| Each |  |  | $ | [19 empty] | $ |  | $ |  | $
35001 | 35001 | FM aerial c/w stainless steel aerial masts/ poles.................................................................................................................... | [17 empty] | 2,563.73 |  |  |  | 94.15 |  |  | 100.69 | 403.06 |  |  | 35001 |  |  | 35001 | 2,563.73 94.15 100.69 403.06 | 2563.73 | 94.15 | 100.69 | 403.06 | 2563.73 | 94.15 | 100.69 | 403.06
35002 | 35002 | UHF multi-channel aerial including receiving high definition television signal, minimize
| ghost image type, c/w stainless steel aerial masts/ poles....................................................................................................... | [18 empty] | 2,948.88 |  |  |  | 94.15 |  |  | 100.69 | 403.06 |  |  | 35002 |  |  | 35002 | 2,948.88 94.15 100.69 403.06 | 2948.88 | 94.15 | 100.69 | 403.06 | 2948.88 | 94.15 | 100.69 | 403.06
35003 | 35003 | Aerial, combining-unit, FM/ UHF including receiving high definition television signal,
| minimize ghost image type c/w stainless steel aerial masts/ poles........................................................................................ | [18 empty] | 3,862.76 |  |  |  | 96.49 |  |  | 101.68 | 429.48 |  |  | 35003 |  |  | 35003 | 3,862.76 96.49 101.68 429.48 | 3862.76 | 96.49 | 101.68 | 429.48 | 3862.76 | 96.49 | 101.68 | 429.48
35004 | 35004 | Pre-amplifiers.......................................................................................................................................................................... | [17 empty] | 1,079.79 |  |  |  | 22.83 |  |  | 24.15 | 59.86 |  |  | 35004 |  |  | 35004 | 1,079.79 22.83 24.15 59.86 | 1079.79 | 22.83 | 24.15 | 59.86 | 1079.79 | 22.83 | 24.15 | 59.86
35005 | 35005 | Frequency converter................................................................................................................................................................ | [17 empty] | 2,261.56 |  |  |  | 25.40 |  |  | 28.84 | 72.16 |  |  | 35005 |  |  | 35005 | 2,261.56 25.40 28.84 72.16 | 2261.56 | 25.4 | 28.84 | 72.16 | 2261.56 | 25.4 | 28.84 | 72.16
35006 | 35006 | Wideband and channel amplifier............................................................................................................................................ | [17 empty] | 3,253.31 |  |  |  | 25.40 |  |  | 28.84 | 72.16 |  |  | 35006 |  |  | 35006 | 3,253.31 25.40 28.84 72.16 | 3253.31 | 25.4 | 28.84 | 72.16 | 3253.31 | 25.4 | 28.84 | 72.16
35007 | 35007 | TV bandpass pre-amplifier..................................................................................................................................................... | [17 empty] | 1,099.52 |  |  |  | 22.83 |  |  | 24.15 | 59.86 |  |  | 35007 |  |  | 35007 | 1,099.52 22.83 24.15 59.86 | 1099.52 | 22.83 | 24.15 | 59.86 | 1099.52 | 22.83 | 24.15 | 59.86
35008 | 35008 | FM bandpass pre-amplifier..................................................................................................................................................... | [17 empty] | 846.40 |  |  |  | 22.83 |  |  | 24.15 | 59.86 |  |  | 35008 |  |  | 35008 | 846.40 22.83 24.15 59.86 | 846.4 | 22.83 | 24.15 | 59.86 | 846.4 | 22.83 | 24.15 | 59.86
35009 | 35009 | TV bandpass filter................................................................................................................................................................... | [17 empty] | 784.29 |  |  |  | 22.83 |  |  | 24.15 | 59.86 |  |  | 35009 |  |  | 35009 | 784.29 22.83 24.15 59.86 | 784.29 | 22.83 | 24.15 | 59.86 | 784.29 | 22.83 | 24.15 | 59.86
35010 | 35010 | FM bandpass filter.................................................................................................................................................................. | [17 empty] | 594.89 |  |  |  | 22.83 |  |  | 24.15 | 59.86 |  |  | 35010 |  |  | 35010 | 594.89 22.83 24.15 59.86 | 594.89 | 22.83 | 24.15 | 59.86 | 594.89 | 22.83 | 24.15 | 59.86
Sundries : -
35011 | 35011 | TV/ FM socket outlet c/w coaxial cables, conduits (surface or concealed type) and all
| necessary accessories ............................................................................................................................................................. | [18 empty] | 501.84 |  |  |  | 81.03 |  |  | 95.32 | 288.65 |  |  | 35011 |  |  | 35011 | 501.84 81.03 95.32 288.65 | 501.84 | 81.03 | 95.32 | 288.65 | 501.84 | 81.03 | 95.32 | 288.65
35012 | 35012 | Splitter unit.............................................................................................................................................................................. | [17 empty] | 68.43 |  |  |  | 2.35 |  |  | 2.94 | 8.81 |  |  | 35012 |  |  | 35012 | 68.43 2.35 2.94 8.81 | 68.43 | 2.35 | 2.94 | 8.81 | 68.43 | 2.35 | 2.94 | 8.81
35013 | 35013 | Tee unit.................................................................................................................................................................................... | [17 empty] | 70.70 |  |  |  | 2.35 |  |  | 2.94 | 8.81 |  |  | 35013 |  |  | 35013 | 70.70 2.35 2.94 8.81 | 70.7 | 2.35 | 2.94 | 8.81 | 70.7 | 2.35 | 2.94 | 8.81
35014 | 35014 | Lockable well-ventilated metal enclosure to house all headend circuit components............................................................ | [17 empty] | 1,183.31 |  |  |  | 56.68 |  |  | 62.80 | 204.18 |  |  | 35014 |  |  | 35014 | 1,183.31 56.68 62.80 204.18 | 1183.31 | 56.68 | 62.8 | 204.18 | 1183.31 | 56.68 | 62.8 | 204.18
Coaxial cable : -
Per linear metre
35015 | 35015 | Coaxial cable, 75 ohm............................................................................................................................................................. | [17 empty] | 14.27 |  |  |  | 2.29 |  |  | 2.87 | 7.05 |  |  | 35015 |  |  | 35015 | 14.27 2.29 2.87 7.05 | 14.27 | 2.29 | 2.87 | 7.05 | 14.27 | 2.29 | 2.87 | 7.05
(Note : The above item will only be paid for if ordered by the Maintenance Surveyor in
writing)
35/4
35 | 35 | BROADCAST RECEPTION | [13 empty] | 35
| Item | Item
BROADCAST RECEPTION INSTALLATION (CONT'D)
| Take | [24 empty] | Take
| The satellite master antenna TV sub-system c/w steel supporting framework, stray | [17 empty] | Supply |  |  |  |  | down |  | down |  | Fix
| wires and certification by a Registered Structural Engineer under Section 3 of the | [16 empty] | and | [5 empty] | and |  | and set |  | only
| Building Ordinance (Cap123) | [9 empty] | fix | [12 empty] | clear |  | aside for
| away | [24 empty] | re-use
Diameter of the antenna : -
| A | [22 empty] | B |  | C |  | D
| Each |  |  | $ | [19 empty] | $ |  | $ |  | $
35016 | 35016 | 4 metres................................................................................................................................................................................... | [17 empty] | 11,184.11 2,279.19 3,453.79 | [7 empty] | 5,991.52 |  |  | 35016 |  |  | 35016 | 11,184.11 2,279.19 3,453.79 5,991.52 | 11184.11 | 2279.19 | 3453.79 | 5991.52 | 11184.11 | 2279.19 | 3453.79 | 5991.52
(The actual rate should be : $111,841.10 for Item 35016A)
35017 | 35017 | 6 metres................................................................................................................................................................................... | [17 empty] | 27,793.01 2,882.62 4,596.14 | [7 empty] | 8,299.08 |  |  | 35017 |  |  | 35017 | 27,793.01 2,882.62 4,596.14 8,299.08 | 27793.01 | 2882.62 | 4596.14 | 8299.08 | 27793.01 | 2882.62 | 4596.14 | 8299.08
(The actual rate should be : $277,930.10 for Item 35017A)
Feedhorn c/w low noise block down converter and mounting supports : -
35018 | 35018 | Ku-Band.................................................................................................................................................................................. | [17 empty] | 4,922.86 |  |  |  | 23.14 |  |  | 34.20 | 59.86 |  |  | 35018 |  |  | 35018 | 4,922.86 23.14 34.20 59.86 | 4922.86 | 23.14 | 34.2 | 59.86 | 4922.86 | 23.14 | 34.2 | 59.86
35019 | 35019 | C-Band..................................................................................................................................................................................... | [17 empty] | 4,524.71 |  |  |  | 23.14 |  |  | 34.20 | 59.86 |  |  | 35019 |  |  | 35019 | 4,524.71 23.14 34.20 59.86 | 4524.71 | 23.14 | 34.2 | 59.86 | 4524.71 | 23.14 | 34.2 | 59.86
Satellite receivers/ modulators c/w racks : -
35020 | 35020 | Analogue type.......................................................................................................................................................................... | [17 empty] | 7,869.76 |  |  |  | 23.14 |  |  | 34.20 | 59.86 |  |  | 35020 |  |  | 35020 | 7,869.76 23.14 34.20 59.86 | 7869.76 | 23.14 | 34.2 | 59.86 | 7869.76 | 23.14 | 34.2 | 59.86
35021 | 35021 | Digital type.............................................................................................................................................................................. | [17 empty] | 4,942.27 |  |  |  | 23.14 |  |  | 34.20 | 59.86 |  |  | 35021 |  |  | 35021 | 4,942.27 23.14 34.20 59.86 | 4942.27 | 23.14 | 34.2 | 59.86 | 4942.27 | 23.14 | 34.2 | 59.86
35022 | 35022 | Satellite amplifier.................................................................................................................................................................... | [17 empty] | 2,727.55 |  |  |  | 25.60 |  |  | 29.09 | 71.30 |  |  | 35022 |  |  | 35022 | 2,727.55 25.60 29.09 71.30 | 2727.55 | 25.6 | 29.09 | 71.3 | 2727.55 | 25.6 | 29.09 | 71.3
35/5
Section 36
HEATING, VENTILATION AND AIR-CONDITIONING - PIPEWORK
36 | 36 | HEATING, VENTILATION AND AIR-CONDITIONING | [16 empty] | 36
SECTION 36
HEATING, VENTILATION AND AIR-CONDITIONING
SPECIAL CONDITIONS
(Note: The following special conditions shall apply equally where appropriate to rates under Sections 36 to 39)
| Measurement |  |  | SC36.01 | [6 empty] | All works of electrical power supply up to power supply points (e.g. MCB switchboard or
| of power supply |  |  | switchgear or isolator or spur unit and the like) for the equipment shall be measured separately
and paid for at the appropriate rates under Sections 28 to 30 or other applicable Work Sections
of this Schedule.
| Measurement |  |  | SC36.02 | [6 empty] | All works of water supply and gas supply up to the respective termination points for the
| of water supply |  |  | equipment and boilers shall be measured separately and paid for at the appropriate rates under
| or gas supply |  |  | applicable Work Sections of this Schedule.
| Measurement |  |  | SC36.03 | [6 empty] | Pipework shall be measured in linear metres over all in-line fittings, short running lengths and
| of pipework |  |  | branches (but not through the items of in-line equipment, headers and trapping sets).
| Measurement |  |  | SC36.04 | [6 empty] | Ductwork rectangular in section shall be measured in square metres whereas ductwork circular
| of ductwork |  |  | and oval in section shall be measured in linear metres. All types of ductwork shall be measured
over all in-line fittings, short running lengths and branches (but not through the items of in-line
equipment).
Ductwork rectangular in section shall be measured net as the area of sheet material fabricated.
Allowance for seams, joints and the like shall be included in the rates.
| Measurement |  |  | SC36.05 | [6 empty] | Insulation to ductwork rectangular in section shall be measured in square metres and to the net
| of insulation |  |  | area in contact with the base of all ducting as installed and over all ducting fittings and joints.
to rectangular
ductwork
| Measurement |  |  | SC36.06 | [6 empty] | Insulation to pipework shall be measured in linear metres for the diameter of the pipes to be
| of insulation to |  |  | insulated.
pipework
36/1
36 | 36 | HEATING, VENTILATION AND AIR-CONDITIONING | [16 empty] | 36
SPECIAL CONDITIONS
| Measurement |  |  | SC36.07 | [6 empty] | Where a temporary supply is ordered by the Maintenance Surveyor, the provision of
| of temporary |  |  | all articles, labour and accessory materials (nails, screws, rawplugs and similar) necessary
| supply | for fixing shall be of temporary nature. For "use and waste" of all materials, such as
cables, fittings, switchgear and accessories, etc., for a period of not exceeding four weeks
from the date of certified completion, 50 per cent of the value of the appropriate "supply
and fix" items after the adjustment of contract percentages will be paid. For a period
exceeding four weeks and not exceeding eight weeks, 55 per cent will be paid and for
each subsequent month a further addition of 5 per cent will be made.
For a period of more than six months, the full rates, as for permanent works will be paid,
and the materials will become the property of the Employer.
No extra payment will be made for the removal of materials in connection with the
temporary supply, but the cost of which shall have been included in the payment as
aforementioned in the first paragraph hereof. The date of certified completion of a
temporary supply shall be the date when the installation is first brought into service.
The date when it ceases to be used shall be the date from which the Maintenance
Surveyor instructs the dismantlement of the installation, or the date when the installation
is no longer in use, whichever is earlier.
| Rates | SC36.08 | [8 empty] | The rates for all items shall generally include for : -
generally
| (a) | [11 empty] | Colour band and colour identification work.
| (b) | [11 empty] | Lettering and engraving for identification, signs, labels in both English and Chinese.
| (c) | [11 empty] | Identification plates, signs, notice plates, discs and labels in both English and Chinese.
| (d) | [11 empty] | Priming or painting off site and proprietary finishes or surface treatment applied as
part of the production process whether applied before or after fabrication and
assembly.
| (e) | [11 empty] | All supports in outdoor environment which shall be hot dip galvanized, unless they are
part of the ex-factory painted proprietary equipment in which case the ex-factory paint
finish may be accepted.
| (f) | [11 empty] | All protective and finishing painting work, apart from additional painting work
specifically ordered by the Maintenance Surveyor in writing which shall be measured
separately and paid for at the appropriate rates under Section 15 - Painting of this
Schedule.
| (g) | [11 empty] | Any kind of fixing method including provision of screws, nuts, bolts, shims, washers,
spring compensated and seismic restraints and isolated components and the like.
| (h) | [11 empty] | Provision of expansion joints in service runs wherever they coincide with structural
expansion joints.
36/2
36 | 36 | HEATING, VENTILATION AND AIR-CONDITIONING | [16 empty] | 36
SPECIAL CONDITIONS
| Rates | SC36.08 | [8 empty] | (i) |  | Submission of catalogues, technical literature, data, calculations, test certificates and
| generally |  |  | (Cont'd) | [6 empty] | approval documentation covering the equipment and materials being supplied.
(Cont'd)
| (j) | [11 empty] | Preparing and submitting detail working drawings and combined services drawings
as required and all shop drawings for the fabrication and installation.
| (k) | [11 empty] | Attendance, as required, of the manufacturers' representative to assist in the installation
and subsequent testing and commissioning.
| (l) | [11 empty] | Testing and commissioning including submission of Testing and Commissioning
Certificates and Records of Tests.
| (m) | [11 empty] | Provision of all necessary power, fuel, labour and testing instrument of approved type
for testing and commissioning.
| (n) | [11 empty] | Submitting all relevant documentation to Fire Services Department and obtaining
necessary approval.
| (o) | [11 empty] | Preparing and submitting operation and maintenance manuals and as-fitted drawings
for items of works including soft copies as required.
| (p) | [11 empty] | Provision of schematic diagrams in plastic envelopes including fixing to wall.
| (q) | [11 empty] | Provision of manufacturer's guarantee.
| (r) | [11 empty] | Attending fault and complaint during the Maintenance Period.
| (s) | [11 empty] | Meeting statutory requirements for disposal of waste materials
| (t) | [11 empty] | Submission of sample board for all compact sized materials and accessories, and supply
of samples of materials for testing (including testing to destruction).
| Rates for |  |  | SC36.09 | [6 empty] | The rates for equipment (e.g. chillers, heat pumps, air handling units, variable refrigerant volume
| equipment |  |  | air-conditioning units, fresh air pre-conditioner, split type air-conditioning units, fan coil units,
room coolers, fans, pumps, tanks, heat exchangers and the like) shall further include for : -
| (a) | [11 empty] | All necessary assembly, orientation, alignment, levelling, lifting and bolting down
facilities, together with the provision of shims and packing pieces, the clocking of
couplings between drivers and rotating equipment, strainers, instrumentation and the
like.
| (b) | [11 empty] | All supporting frames required for proper installation of equipment except the supporting
frames for floor slab structure, reinforcement or other special requirements. When the
equipment supporting beams have to be extended beyond the requirements, or have to be
incorporated into the elevated structure, the extra structural cost of the supporting frames shall
be measured separately and paid for at the appropriate rates under Section 10 Steel and Metal
Work. For major equipment or equipment as requested by the Maintenance Surveyor,
the Contractor shall submit the installation and structural details of the supporting frames
for endorsement by the Maintenance Surveyor before carrying out the installation works.
36/3
36 | 36 | HEATING, VENTILATION AND AIR-CONDITIONING | [16 empty] | 36
SPECIAL CONDITIONS
| Rates for |  |  | SC36.09 | [6 empty] | (c) |  | Connections including flexible joints between pipework and equipment.
| equipment |  |  | (Cont'd)
| (Cont'd) |  |  | (d) | [8 empty] | All necessary operational and control accessories (e.g. valves, gauges, mechanical flow meters,
indicating lamps and the like) forming part of the equipment, connection and termination.
| (e) | [11 empty] | Condensate drain pipes forming part of the equipment.
| (f) | [11 empty] | Final connection and terminations to electrical supply, fire alarm, control, monitoring,
interfacing and water supply including cables, wirings, conduits, trunkings, cable trays,
fuses, control boxes, short lengths of pipework and necessary accessories required for
energizing the equipment to properly operate at specified duties.
| (g) | [11 empty] | Anti-vibration mountings for plant, machinery and the like.
| (h) | [11 empty] | Anti-vibration materials and sound insulating materials in plant and machinery bases,
so that when the installed equipment is put into operation, the resulting noise and
vibration level at the location within the building and at the building adjacent or nearby
shall not exceed the acceptable limit as promulgated by the latest statutory
requirements of the Environmental Protection Department.
| (i) | [11 empty] | Thermal insulation for plant, machinery and the like if required.
| (j) | [11 empty] | Direct-on-line or Star-Delta motor starters (if the equipment requires motor starters).
| (k) | [11 empty] | Earth/ equipotential bonding.
| Rates for ductwork |  |  |  |  | SC36.10 |  |  |  |  | The rates for ductwork (rectangular in section or circular or oval in section) shall further
| generally |  |  | include for :-
| (a) | [11 empty] | All short lengths, cutting and waste, joints including stiffeners and flanges in the
running length and forming openings for branches.
| (b) | [11 empty] | All connections to fittings, equipment and ancillaries including flexible connections and
providing all necessary materials, bolts, nuts, washers, brackets, supports, hangers
and everything necessary for making joints and connections.
| (c) | [11 empty] | Alternative method of jointing and fixing as specified (if any).
| (d) | [11 empty] | Connections between ductwork of different materials.
| (e) | [11 empty] | Spring compensated components of ductwork supports.
| (f) | [11 empty] | Ductwork turns, splitter dampers, mid-feathers, air duct cleaning points, access doors
and openings, test holes and covers, flashing plates, companion frames and the like.
| (g) | [11 empty] | In-line fittings (e.g. bends, branches, elbows, reducers, tees, air turning vanes and the like).
| (h) | [11 empty] | All necessary components for earth continuity as specified.
36/4
36 | 36 | HEATING, VENTILATION AND AIR-CONDITIONING | [16 empty] | 36
SPECIAL CONDITIONS
| Rates for ductwork |  |  |  |  | SC36.11 |  |  |  |  | The rates for ductwork circular or oval in section shall, in addition to the appropriate sub-clauses of
| circular or oval in |  |  |  | Clause SC36.10, include for insulation including working or cutting around supports, small drains, vents
| section | or similar obstructions, joints, bends, tees, duct fittings, stiffeners, access doors, ancillaries and the
like, and provision of adhesive, sealing tapes and vapour barriers, and finishing with aluminium foil
or cement plaster and painting or metal cladding as required.
| Rates for |  |  | SC36.12 | [6 empty] | The rates for pipework shall further include for : -
pipework
| (a) | [11 empty] | All short lengths, cutting and waste, and joints in the running length.
| (b) | [11 empty] | All pipework brackets, supports, hangers, guides, anchors and the like and alternative
method of jointing and fixing as specified (if any).
| (c) | [11 empty] | All in-line pipework fittings (e.g. bends, elbows, branches, reducers, tees, caps and the
like) including connections, cutting and jointing pipes to fittings.
| (d) | [11 empty] | Screwed sockets, tappings, bosses and welding-necks welded to pipes or flanges
including perforating the pipework or flanges.
| (e) | [11 empty] | Connections between pipework of different materials and differing grades of same
material.
| (f) | [11 empty] | Spring compensated components of pipework supports.
| (g) | [11 empty] | Provision of wall plates, ceiling plates, floor plates, high tensile holding down bolts, tapered
washers and the like for casting into the reinforced concrete corbels.
| (h) | [11 empty] | Trapping sets.
| (i) | [11 empty] | Any flanges, unions or other devices used solely for erection purposes.
| (j) | [11 empty] | All jointing including provision of flexible connections and/ or necessary adaptors and
connectors, welding consumable, jointing tapes, flanges, unions, gasket, bolts and nuts
and the like where required.
| (k) | [11 empty] | Expansion loops and compensators including connections, cutting and jointing to pipes
and fittings.
| (l) | [11 empty] | Provision of all sleeves for casting in or building in where pipes pass through slabs,
walls or beams and caulking between pipe and sleeve where required.
| (m) | [11 empty] | Fixing in any position to floors, walls and ceilings and fixing in chases, ducts, false
ceilings and similar positions.
36/5
36 | 36 | HEATING, VENTILATION AND AIR-CONDITIONING | [16 empty] | 36
SPECIAL CONDITIONS
| Rates for |  |  | SC36.13 | [6 empty] | The rates for in-line pipework equipment (e.g. valves, mechanical flow meters, gauges, strainers
| in-line pipework |  |  |  | and the like) shall further include for : -
equipment
| (a) | [11 empty] | Cutting and jointing to pipes and fittings.
| (b) | [11 empty] | Stripping down repacking glands and preparing spindles, as appropriate, prior to installation.
| Rates for |  |  | SC36.14 | [6 empty] | The supervisory panel shall be measured on the basis of complete unit monitoring and controlling
| supervisory |  |  | a series of equipment with interaction. Rates for supervisory panel shall further include for all
| panel | necessary relays, contactors, circuit protection devices, indicating lamps, push button package
and selector switches and the like for the supervising the operation of the whole series of equipment.
The cable and cable containment to existing equipment or existing panel shall be
measured separately and paid for at the appropriate rates under Sections 28 to 30.
For the avoidance of doubt, every set of pump (i.e. one duty pump and one standby pump),
condenser, condensation unit, air handling unit, package chiller, heat pump, contactor for a group
of fans or fan coil units shall mean one set of equipment. An evaporator and an outdoor condensing
unit of a split unit shall also mean one set of equipment. An actuator for operating a motorized
valve or damper shall also be regarded as one set of equipment. Switches and devices
(e.g. pressure switch, thermostat, humidistat, level switch, sail switch and the like) that provide
contacts for control functions shall not be measured as equipment.
Furthermore, the local control panel which is an integral part of the equipment shall be regarded
as a complete monitoring and controlling unit including all necessary relays, contactors,
circuit protection devices, indicating lamps, push button package and switches and the like
for the efficient operation of the equipment and thus shall not be measured separately.
Rather, the costs of which shall be deemed to have been included in the rates of the concerned
equipment. Only those switches and devices (sensors/ controllers) for additional functions
shall be measured separately and the rates thereof shall include for all necessary control wiring
to the local control panel.
| Rates for |  |  | SC36.15 | [6 empty] | The rates for boilers shall further include for : -
boilers
| (a) | [11 empty] | All necessary assembly, orientation, alignment, levelling, lifting and bolting down
facilities, together with the provision of shims and packing pieces, strainers,
instrumentation and the like.
| (b) | [11 empty] | Supporting frames.
| (c) | [11 empty] | Provision of associated components.
| (d) | [11 empty] | All necessary operational and control accessories (e.g. heat exchanger, air nozzle,
valves, thermostat, control panels, gauges, pumps, switches and the like), connection
and termination.
36/6
36 | 36 | HEATING, VENTILATION AND AIR-CONDITIONING | [16 empty] | 36
SPECIAL CONDITIONS
| Rates for |  |  | SC36.15 | [6 empty] | (e) |  | Thermal insulation.
| boilers | (Cont'd)
| (Cont'd) |  |  | (f) | [8 empty] | Storage tank with copper lining internally and thermal insulation and decoration as
specified externally.
| (g) | [11 empty] | Final connection and terminations to electrical supply, fire alarm, control, monitoring,
interfacing, water supply and/or gas supply including cables, wirings, conduits, trunkings,
cable trays, fuses, control boxes, short lengths of pipework and necessary accessories
required for energizing the equipment to properly operate at specified duties.
| (h) | [11 empty] | Earth/ equipotential bonding.
| Rates for |  |  | SC36.16 | [6 empty] | The rates for "Take down and clear away" or "Take down and set aside for re-use" existing
| "Take down |  |  | pipework, ductwork, equipment, boiler and the like shall further include for where applicable : -
and clear away"
| or "Take down |  |  | (a) | [8 empty] | All in-line pipework fittings and in-line pipework equipment including brackets, supports,
| and set aside |  |  | hangers and the like.
for re-use"
| (b) | [11 empty] | Cutting into existing pipework, ductwork and the like in position.
| (c) | [11 empty] | Preparing remaining ends to receive joints with new work if required.
| (d) | [11 empty] | Plugging off remaining ends with plugs or caps as required.
| (e) | [11 empty] | In the case of equipment, boiler and the like, taking down all associated plumbing works
and/ or building services work.
| (f) | [11 empty] | Making good all works disturbed.
| Rates for |  |  | SC36.17 | [6 empty] | The rates for insulation to ductwork rectangular in section shall further include for : -
insulation to
| rectangular |  |  | (a) | [8 empty] | All fixings, adhesive, sealing tapes, vapour barriers and the like.
ductwork
| (b) | [11 empty] | Forming laps, welts, cut outs, recesses and the like.
| (c) | [11 empty] | Pointing, sealing, trowelling smooth, chamfered and sealed edges and the like.
| (d) | [11 empty] | Working around supports, small drains, vents or similar obstructions.
| (e) | [11 empty] | Working around ducting fittings, stiffeners, joints, access doors, ancillaries and the like.
| (f) | [11 empty] | Forming of angles and all other labour.
| (g) | [11 empty] | Finishing with aluminium foils or cement plaster and painting or metal cladding as
required.
36/7
36 | 36 | HEATING, VENTILATION AND AIR-CONDITIONING | [16 empty] | 36
SPECIAL CONDITIONS
| Rates for |  |  | SC36.18 | [6 empty] | The rates for insulation to pipework shall further include for : -
insulation
| to pipework |  |  | (a) | [8 empty] | Cutting into existing insulation to pipework in position.
| (b) | [11 empty] | Taking down existing insulation either in whole or in part as required.
| (c) | [11 empty] | All preparation work including preparing remaining ends to receive new insulation if
required.
| (d) | [11 empty] | All fixings, adhesive, sealing tapes, vapour barriers and the like.
| (e) | [11 empty] | Forming laps, welts, cut outs, recesses and the like.
| (f) | [11 empty] | Pointing, sealing, trowelling smooth, chamfered and sealed edges and the like.
| (g) | [11 empty] | Working around supports, small drains, vents or similar obstructions.
| (h) | [11 empty] | Working around in-line fittings, joints and the like.
| (i) | [11 empty] | Forming of angles and all other labour.
| (j) | [11 empty] | Finishing with aluminium foil or cement plaster or metal cladding and painting as
required.
| (k) | [11 empty] | Making good all works disturbed.
| Cooling capacity |  |  |  | SC36.19 | [5 empty] | Cooling capacity shall be based on the following criteria except otherwise specified : -
criteria
| (i) | [11 empty] | Condenser |  |  |  |  | Condensing air temperature |  |  | 35ºC
(for air-cooled chiller only)
| Condensing water entering temperature | [24 empty] | 32ºC
(for water-cooled chiller only)
| Condensing water leaving temperature | [24 empty] | 37ºC
(for water-cooled chiller only)
| (ii) | [11 empty] | Chiller |  |  | Chilled water return temperature | [7 empty] | 12.5ºC
| Chilled water leaving temperature | [22 empty] | 7ºC
| (iii) | [11 empty] | Air handling |  |  |  |  | Entering air on evaporator |  | 27ºC DB
| equipment | [16 empty] | 21ºC WB
| Supply air | [17 empty] | 13ºC DB (Saturated)
| (iv) | [11 empty] | PAU |  |  | Entering air |  |  | 33ºC DB
28ºC WB
36/8
36 | 36 | HEATING, VENTILATION AND AIR-CONDITIONING | [16 empty] | 36
SPECIAL CONDITIONS
| Rates for |  |  | SC36.20 | [6 empty] | The rates for pressure vessels shall further include for : -
pressure
| vessels | (a) | [10 empty] | Supply and installation in accordance with the manufacturer's instructions.
| (b) | [11 empty] | Providing and fixing all accessories, fittings and the like as recommended by the
manufacturer.
| (c) | [11 empty] | Any colour and shape.
| (d) | [11 empty] | Providing and fixing with anchor bolts.
| (e) | [11 empty] | Cutting mortice, sinking or drilling in concrete, brick, stone or other surfaces as
required.
| (f) | [11 empty] | Grouting into new or existing mortice or holes.
| (g) | [11 empty] | Making good disturbed surfaces.
| (h) | [11 empty] | Masking, protecting and cleaning.
| (i) | [11 empty] | Submission of catalogues, technical literature, operation manuals and
manufacturer's guarantee for the approval of the Maintenance Surveyor.
| (j) | [11 empty] | Testing and providing test certificates.
| (k) | [11 empty] | Providing Statutory Inspection Certificate.
36/9
36 | 36 | HEATING, VENTILATION AND AIR-CONDITIONING | [16 empty] | 36
SPECIAL CONDITIONS
| Rates for |  |  | SC36.21 | [6 empty] | (a) |  | In order to fulfill the energy efficiency requirements by the Buildings Energy
| Buildings |  |  | Efficiency Ordinance, the Contractor is required to appoint a Registered
| Energy |  |  | Energy Assessors (REA) at his own cost for the completion and submission
| Efficiency |  |  | of the Form of Compliance - Form EE4 to the EMSD for approval including
| Ordinance |  |  | but not limited to compilation and certification of the required forms and
worksheets for the electrical installations, lighting installations and air-conditioning
installations, where applicable, including any necessary endorsement fees.
| (b) | [11 empty] | The rates as separately scheduled for the Buildings Energy Efficiency Ordinance
submission shall generally include for the preparation of the installation summaries,
worksheets, relevant drawings, drawing lists and other supportive documents by the
Contractor. The Contractor shall further coordinate with the REA and provide the
required information at no extra cost for his submission of the Form of Compliance to
the EMSD as required to fulfill the latest requirements of the Buildings Energy
Efficiency Ordinance.
| Rates for |  |  | SC36.22 | [6 empty] | The interfacing control shall be measured on the basis of connections between a set of existing
| interfacing |  |  | equipment/panel and network for controlling and/or monitoring equipment, such as central control
| control for |  |  | and monitoring system or automatic fire alarm system, etc. permitting information exchange.
| monitoring and |  |  | Rates for interfacing control shall further include for all necessary control modules, relays, cables
| /or controlling |  |  | and cable containments, and the like for the efficient operation of the whole series of equipment.
of existing
| equipment |  |  | For the avoidance of doubt, every set of pump (i.e. one duty pump and one standby pump),
condenser, condensation unit, air handling unit, package chiller, heat pump, contactor for a group
of fans or fan coil units shall mean one set of equipment. An evaporator and an outdoor
condensing unit of a split unit shall also mean one set of equipment. Equipment/panel connecting to
other network/ panel shall also be regarded as one set of equipment. Switches and devices
(e.g. pressure switch, thermostat, humidistat, level switch, sail switch and the like)
that provide contacts for control functions shall not be measured as equipment.
| Particular |  |  | SC36.23 | [6 empty] | The Particular Specification for air-conditioning, heating and ventilation can be found in the
| Specification |  |  | Contract.
36/10
36 | 36 | HEATING, VENTILATION AND AIR-CONDITIONING - PIPEWORK | [18 empty] | 36
| Item | Item
| REFRIGERANT CIRCUIT | [9 empty] | Take | [14 empty] | Take
| Supply | [22 empty] | down |  | down |  | Fix
| and | [22 empty] | and |  | and set |  | only
| Copper refrigerant pipes without insulation of pipe diameter : - | [14 empty] | fix | [7 empty] | clear |  | aside for
| away | [24 empty] | re-use
| A | [22 empty] | B |  | C |  | D
| Per linear metre |  |  |  |  | $ | [17 empty] | $ |  | $ |  | $
36001 | 36001 | 9 mm........................................................................................................................................................................................ | [17 empty] | 103.94 |  |  |  | 3.67 |  |  | 3.92 | 58.07 |  |  | 36001 |  |  | 36001 | 103.94 3.67 3.92 58.07 | 103.94 | 3.67 | 3.92 | 58.07 | 103.94 | 3.67 | 3.92 | 58.07
36002 | 36002 | 15 mm...................................................................................................................................................................................... | [17 empty] | 126.98 |  |  |  | 3.84 |  |  | 4.08 | 66.16 |  |  | 36002 |  |  | 36002 | 126.98 3.84 4.08 66.16 | 126.98 | 3.84 | 4.08 | 66.16 | 126.98 | 3.84 | 4.08 | 66.16
36003 | 36003 | 18 mm...................................................................................................................................................................................... | [17 empty] | 139.10 |  |  |  | 4.08 |  |  | 4.26 | 70.49 |  |  | 36003 |  |  | 36003 | 139.10 4.08 4.26 70.49 | 139.1 | 4.08 | 4.26 | 70.49 | 139.1 | 4.08 | 4.26 | 70.49
36004 | 36004 | 22 mm...................................................................................................................................................................................... | [17 empty] | 159.31 |  |  |  | 4.70 |  |  | 4.87 | 74.88 |  |  | 36004 |  |  | 36004 | 159.31 4.70 4.87 74.88 | 159.31 | 4.7 | 4.87 | 74.88 | 159.31 | 4.7 | 4.87 | 74.88
36005 | 36005 | 28 mm...................................................................................................................................................................................... | [17 empty] | 192.08 |  |  |  | 4.95 |  |  | 5.29 | 84.12 |  |  | 36005 |  |  | 36005 | 192.08 4.95 5.29 84.12 | 192.08 | 4.95 | 5.29 | 84.12 | 192.08 | 4.95 | 5.29 | 84.12
36006 | 36006 | 35 mm...................................................................................................................................................................................... | [17 empty] | 235.27 |  |  |  | 5.60 |  |  | 5.90 | 90.19 |  |  | 36006 |  |  | 36006 | 235.27 5.60 5.90 90.19 | 235.27 | 5.6 | 5.9 | 90.19 | 235.27 | 5.6 | 5.9 | 90.19
Copper refrigerant pipes c/w polystyrene insulation, cement plaster, painting and
finish of pipe diameter : -
Per linear metre
36007 | 36007 | 9 mm........................................................................................................................................................................................ | [17 empty] | 198.27 |  |  |  | 6.28 |  |  | 6.82 | 97.19 |  |  | 36007 |  |  | 36007 | 198.27 6.28 6.82 97.19 | 198.27 | 6.28 | 6.82 | 97.19 | 198.27 | 6.28 | 6.82 | 97.19
36008 | 36008 | 15 mm...................................................................................................................................................................................... | [17 empty] | 238.89 |  |  |  | 6.63 |  |  | 7.17 | 111.20 |  |  | 36008 |  |  | 36008 | 238.89 6.63 7.17 111.20 | 238.89 | 6.63 | 7.17 | 111.2 | 238.89 | 6.63 | 7.17 | 111.2
36009 | 36009 | 18 mm...................................................................................................................................................................................... | [17 empty] | 261.92 |  |  |  | 6.82 |  |  | 7.34 | 117.48 |  |  | 36009 |  |  | 36009 | 261.92 6.82 7.34 117.48 | 261.92 | 6.82 | 7.34 | 117.48 | 261.92 | 6.82 | 7.34 | 117.48
36010 | 36010 | 22 mm...................................................................................................................................................................................... | [17 empty] | 292.59 |  |  |  | 7.83 |  |  | 8.51 | 124.85 |  |  | 36010 |  |  | 36010 | 292.59 7.83 8.51 124.85 | 292.59 | 7.83 | 8.51 | 124.85 | 292.59 | 7.83 | 8.51 | 124.85
36011 | 36011 | 28 mm...................................................................................................................................................................................... | [17 empty] | 346.38 |  |  |  | 8.69 |  |  | 9.06 | 138.46 |  |  | 36011 |  |  | 36011 | 346.38 8.69 9.06 138.46 | 346.38 | 8.69 | 9.06 | 138.46 | 346.38 | 8.69 | 9.06 | 138.46
36012 | 36012 | 35 mm...................................................................................................................................................................................... | [17 empty] | 404.68 |  |  |  | 9.43 |  |  | 9.96 | 150.00 |  |  | 36012 |  |  | 36012 | 404.68 9.43 9.96 150.00 | 404.68 | 9.43 | 9.96 | 150 | 404.68 | 9.43 | 9.96 | 150
Copper refrigerant pipes c/w phenolic foam insulation of pipe diameter : -
Per linear metre
36013 | 36013 | 9 mm........................................................................................................................................................................................ | [17 empty] | 171.00 |  |  |  | 4.52 |  |  | 4.74 | 67.46 |  |  | 36013 |  |  | 36013 | 171.00 4.52 4.74 67.46 | 171 | 4.52 | 4.74 | 67.46 | 171 | 4.52 | 4.74 | 67.46
36014 | 36014 | 15 mm...................................................................................................................................................................................... | [17 empty] | 211.54 |  |  |  | 4.74 |  |  | 5.00 | 78.10 |  |  | 36014 |  |  | 36014 | 211.54 4.74 5.00 78.10 | 211.54 | 4.74 | 5 | 78.1 | 211.54 | 4.74 | 5 | 78.1
36015 | 36015 | 18 mm...................................................................................................................................................................................... | [17 empty] | 239.64 |  |  |  | 4.74 |  |  | 5.16 | 82.92 |  |  | 36015 |  |  | 36015 | 239.64 4.74 5.16 82.92 | 239.64 | 4.74 | 5.16 | 82.92 | 239.64 | 4.74 | 5.16 | 82.92
36016 | 36016 | 22 mm...................................................................................................................................................................................... | [17 empty] | 264.47 |  |  |  | 5.60 |  |  | 5.86 | 88.79 |  |  | 36016 |  |  | 36016 | 264.47 5.60 5.86 88.79 | 264.47 | 5.6 | 5.86 | 88.79 | 264.47 | 5.6 | 5.86 | 88.79
36017 | 36017 | 28 mm...................................................................................................................................................................................... | [17 empty] | 311.31 |  |  |  | 5.97 |  |  | 6.23 | 98.50 |  |  | 36017 |  |  | 36017 | 311.31 5.97 6.23 98.50 | 311.31 | 5.97 | 6.23 | 98.5 | 311.31 | 5.97 | 6.23 | 98.5
36018 | 36018 | 35 mm...................................................................................................................................................................................... | [17 empty] | 368.85 |  |  |  | 6.60 |  |  | 6.83 | 107.86 |  |  | 36018 |  |  | 36018 | 368.85 6.60 6.83 107.86 | 368.85 | 6.6 | 6.83 | 107.86 | 368.85 | 6.6 | 6.83 | 107.86
36/11
36 | 36 | HEATING, VENTILATION AND AIR-CONDITIONING - PIPEWORK | [18 empty] | 36
| Item | Item
| REFRIGERANT CIRCUIT (CONT'D) | [12 empty] | Take | [11 empty] | Take
| Supply | [22 empty] | down |  | down |  | Fix
| and | [22 empty] | and |  | and set |  | only
| Copper refrigerant pipes c/w phenolic foam insulation, cement plaster, painting and | [17 empty] | fix |  |  |  |  | clear |  | aside for
| finish of pipe diameter : - | [7 empty] | away | [16 empty] | re-use
| A | [22 empty] | B |  | C |  | D
| Per linear metre |  |  |  |  | $ | [17 empty] | $ |  | $ |  | $
36019 | 36019 | 9 mm........................................................................................................................................................................................ | [17 empty] | 227.84 |  |  |  | 6.28 |  |  | 6.82 | 98.33 |  |  | 36019 |  |  | 36019 | 227.84 6.28 6.82 98.33 | 227.84 | 6.28 | 6.82 | 98.33 | 227.84 | 6.28 | 6.82 | 98.33
36020 | 36020 | 15 mm...................................................................................................................................................................................... | [17 empty] | 277.42 |  |  |  | 6.63 |  |  | 7.17 | 112.47 |  |  | 36020 |  |  | 36020 | 277.42 6.63 7.17 112.47 | 277.42 | 6.63 | 7.17 | 112.47 | 277.42 | 6.63 | 7.17 | 112.47
36021 | 36021 | 18 mm...................................................................................................................................................................................... | [17 empty] | 306.48 |  |  |  | 6.82 |  |  | 7.34 | 119.40 |  |  | 36021 |  |  | 36021 | 306.48 6.82 7.34 119.40 | 306.48 | 6.82 | 7.34 | 119.4 | 306.48 | 6.82 | 7.34 | 119.4
36022 | 36022 | 22 mm...................................................................................................................................................................................... | [17 empty] | 348.36 |  |  |  | 7.83 |  |  | 8.51 | 126.67 |  |  | 36022 |  |  | 36022 | 348.36 7.83 8.51 126.67 | 348.36 | 7.83 | 8.51 | 126.67 | 348.36 | 7.83 | 8.51 | 126.67
36023 | 36023 | 28 mm...................................................................................................................................................................................... | [17 empty] | 416.46 |  |  |  | 8.69 |  |  | 9.06 | 141.34 |  |  | 36023 |  |  | 36023 | 416.46 8.69 9.06 141.34 | 416.46 | 8.69 | 9.06 | 141.34 | 416.46 | 8.69 | 9.06 | 141.34
36024 | 36024 | 35 mm...................................................................................................................................................................................... | [17 empty] | 511.92 |  |  |  | 9.43 |  |  | 9.96 | 152.90 |  |  | 36024 |  |  | 36024 | 511.92 9.43 9.96 152.90 | 511.92 | 9.43 | 9.96 | 152.9 | 511.92 | 9.43 | 9.96 | 152.9
Copper refrigerant pipes c/w flexible closed cell elastomeric insulation of pipe diameter : -
Per linear metre
36025 | 36025 | 9 mm........................................................................................................................................................................................ | [17 empty] | 151.88 |  |  |  | 4.52 |  |  | 4.74 | 66.62 |  |  | 36025 |  |  | 36025 | 151.88 4.52 4.74 66.62 | 151.88 | 4.52 | 4.74 | 66.62 | 151.88 | 4.52 | 4.74 | 66.62
36026 | 36026 | 15 mm...................................................................................................................................................................................... | [17 empty] | 184.20 |  |  |  | 4.74 |  |  | 5.00 | 77.50 |  |  | 36026 |  |  | 36026 | 184.20 4.74 5.00 77.50 | 184.2 | 4.74 | 5 | 77.5 | 184.2 | 4.74 | 5 | 77.5
36027 | 36027 | 18 mm...................................................................................................................................................................................... | [17 empty] | 199.52 |  |  |  | 4.74 |  |  | 5.16 | 82.92 |  |  | 36027 |  |  | 36027 | 199.52 4.74 5.16 82.92 | 199.52 | 4.74 | 5.16 | 82.92 | 199.52 | 4.74 | 5.16 | 82.92
36028 | 36028 | 22 mm...................................................................................................................................................................................... | [17 empty] | 222.09 |  |  |  | 5.60 |  |  | 5.86 | 89.07 |  |  | 36028 |  |  | 36028 | 222.09 5.60 5.86 89.07 | 222.09 | 5.6 | 5.86 | 89.07 | 222.09 | 5.6 | 5.86 | 89.07
36029 | 36029 | 28 mm...................................................................................................................................................................................... | [17 empty] | 263.45 |  |  |  | 5.97 |  |  | 6.23 | 98.78 |  |  | 36029 |  |  | 36029 | 263.45 5.97 6.23 98.78 | 263.45 | 5.97 | 6.23 | 98.78 | 263.45 | 5.97 | 6.23 | 98.78
36030 | 36030 | 35 mm...................................................................................................................................................................................... | [17 empty] | 321.08 |  |  |  | 6.60 |  |  | 6.83 | 106.82 |  |  | 36030 |  |  | 36030 | 321.08 6.60 6.83 106.82 | 321.08 | 6.6 | 6.83 | 106.82 | 321.08 | 6.6 | 6.83 | 106.82
Refrigerant circuit accessories
Refrigerant stop valves for copper refrigerant pipe diameter : -
Each
36031 | 36031 | 9 mm........................................................................................................................................................................................ | [17 empty] | 115.07 |  |  |  | 18.86 |  |  | 24.60 | 31.05 |  |  | 36031 |  |  | 36031 | 115.07 18.86 24.60 31.05 | 115.07 | 18.86 | 24.6 | 31.05 | 115.07 | 18.86 | 24.6 | 31.05
36032 | 36032 | 15 mm...................................................................................................................................................................................... | [17 empty] | 192.71 |  |  |  | 21.25 |  |  | 27.75 | 37.76 |  |  | 36032 |  |  | 36032 | 192.71 21.25 27.75 37.76 | 192.71 | 21.25 | 27.75 | 37.76 | 192.71 | 21.25 | 27.75 | 37.76
36033 | 36033 | 18 mm...................................................................................................................................................................................... | [17 empty] | 256.78 |  |  |  | 21.36 |  |  | 28.50 | 39.56 |  |  | 36033 |  |  | 36033 | 256.78 21.36 28.50 39.56 | 256.78 | 21.36 | 28.5 | 39.56 | 256.78 | 21.36 | 28.5 | 39.56
36034 | 36034 | 22 mm...................................................................................................................................................................................... | [17 empty] | 334.72 |  |  |  | 21.78 |  |  | 29.01 | 44.83 |  |  | 36034 |  |  | 36034 | 334.72 21.78 29.01 44.83 | 334.72 | 21.78 | 29.01 | 44.83 | 334.72 | 21.78 | 29.01 | 44.83
36035 | 36035 | 28 mm...................................................................................................................................................................................... | [17 empty] | 369.30 |  |  |  | 22.09 |  |  | 29.53 | 49.23 |  |  | 36035 |  |  | 36035 | 369.30 22.09 29.53 49.23 | 369.3 | 22.09 | 29.53 | 49.23 | 369.3 | 22.09 | 29.53 | 49.23
36036 | 36036 | 35 mm...................................................................................................................................................................................... | [17 empty] | 529.20 |  |  |  | 22.47 |  |  | 30.39 | 54.56 |  |  | 36036 |  |  | 36036 | 529.20 22.47 30.39 54.56 | 529.2 | 22.47 | 30.39 | 54.56 | 529.2 | 22.47 | 30.39 | 54.56
36/12
36 | 36 | HEATING, VENTILATION AND AIR-CONDITIONING - PIPEWORK | [18 empty] | 36
| Item | Item
| REFRIGERANT CIRCUIT (CONT'D) | [12 empty] | Take | [11 empty] | Take
| Supply | [22 empty] | down |  | down |  | Fix
| and | [22 empty] | and |  | and set |  | only
| Refrigerant solenoid valves for copper refrigerant pipe diameter : - | [16 empty] | fix | [5 empty] | clear |  | aside for
| away | [24 empty] | re-use
| A | [22 empty] | B |  | C |  | D
| Each |  |  | $ | [19 empty] | $ |  | $ |  | $
36037 | 36037 | 9 mm........................................................................................................................................................................................ | [17 empty] | 449.09 |  |  |  | 19.42 |  |  | 24.75 | 29.34 |  |  | 36037 |  |  | 36037 | 449.09 19.42 24.75 29.34 | 449.09 | 19.42 | 24.75 | 29.34 | 449.09 | 19.42 | 24.75 | 29.34
36038 | 36038 | 15 mm...................................................................................................................................................................................... | [17 empty] | 533.11 |  |  |  | 22.92 |  |  | 28.02 | 34.30 |  |  | 36038 |  |  | 36038 | 533.11 22.92 28.02 34.30 | 533.11 | 22.92 | 28.02 | 34.3 | 533.11 | 22.92 | 28.02 | 34.3
36039 | 36039 | 18 mm...................................................................................................................................................................................... | [17 empty] | 782.49 |  |  |  | 23.09 |  |  | 28.64 | 36.69 |  |  | 36039 |  |  | 36039 | 782.49 23.09 28.64 36.69 | 782.49 | 23.09 | 28.64 | 36.69 | 782.49 | 23.09 | 28.64 | 36.69
36040 | 36040 | 22 mm...................................................................................................................................................................................... | [17 empty] | 1,107.39 |  |  |  | 23.75 |  |  | 29.14 | 39.62 |  |  | 36040 |  |  | 36040 | 1,107.39 23.75 29.14 39.62 | 1107.39 | 23.75 | 29.14 | 39.62 | 1107.39 | 23.75 | 29.14 | 39.62
36041 | 36041 | 28 mm...................................................................................................................................................................................... | [17 empty] | 1,453.71 |  |  |  | 24.24 |  |  | 29.67 | 46.87 |  |  | 36041 |  |  | 36041 | 1,453.71 24.24 29.67 46.87 | 1453.71 | 24.24 | 29.67 | 46.87 | 1453.71 | 24.24 | 29.67 | 46.87
36042 | 36042 | 35 mm...................................................................................................................................................................................... | [17 empty] | 2,124.27 |  |  |  | 24.89 |  |  | 30.55 | 51.04 |  |  | 36042 |  |  | 36042 | 2,124.27 24.89 30.55 51.04 | 2124.27 | 24.89 | 30.55 | 51.04 | 2124.27 | 24.89 | 30.55 | 51.04
Cartridge refrigerant filter/dryer for copper refrigerant pipe diameter : -
Each
36043 | 36043 | 9 mm........................................................................................................................................................................................ | [17 empty] | 104.31 |  |  |  | 20.68 |  |  | 26.37 | 31.31 |  |  | 36043 |  |  | 36043 | 104.31 20.68 26.37 31.31 | 104.31 | 20.68 | 26.37 | 31.31 | 104.31 | 20.68 | 26.37 | 31.31
36044 | 36044 | 15 mm...................................................................................................................................................................................... | [17 empty] | 142.57 |  |  |  | 24.43 |  |  | 29.82 | 36.60 |  |  | 36044 |  |  | 36044 | 142.57 24.43 29.82 36.60 | 142.57 | 24.43 | 29.82 | 36.6 | 142.57 | 24.43 | 29.82 | 36.6
36045 | 36045 | 18 mm...................................................................................................................................................................................... | [17 empty] | 265.58 |  |  |  | 24.60 |  |  | 30.53 | 39.16 |  |  | 36045 |  |  | 36045 | 265.58 24.60 30.53 39.16 | 265.58 | 24.6 | 30.53 | 39.16 | 265.58 | 24.6 | 30.53 | 39.16
36046 | 36046 | 22 mm...................................................................................................................................................................................... | [17 empty] | 378.40 |  |  |  | 25.31 |  |  | 31.05 | 42.28 |  |  | 36046 |  |  | 36046 | 378.40 25.31 31.05 42.28 | 378.4 | 25.31 | 31.05 | 42.28 | 378.4 | 25.31 | 31.05 | 42.28
36047 | 36047 | 28 mm...................................................................................................................................................................................... | [17 empty] | 851.66 |  |  |  | 25.84 |  |  | 31.63 | 50.00 |  |  | 36047 |  |  | 36047 | 851.66 25.84 31.63 50.00 | 851.66 | 25.84 | 31.63 | 50 | 851.66 | 25.84 | 31.63 | 50
36048 | 36048 | 35 mm...................................................................................................................................................................................... | [17 empty] | 1,029.38 |  |  |  | 26.51 |  |  | 32.54 | 54.45 |  |  | 36048 |  |  | 36048 | 1,029.38 26.51 32.54 54.45 | 1029.38 | 26.51 | 32.54 | 54.45 | 1029.38 | 26.51 | 32.54 | 54.45
Refrigerant oil separator for copper refrigerant pipe diameter : -
Each
36049 | 36049 | 9 mm........................................................................................................................................................................................ | [17 empty] | 421.45 |  |  |  | 20.68 |  |  | 26.37 | 33.74 |  |  | 36049 |  |  | 36049 | 421.45 20.68 26.37 33.74 | 421.45 | 20.68 | 26.37 | 33.74 | 421.45 | 20.68 | 26.37 | 33.74
36050 | 36050 | 15 mm...................................................................................................................................................................................... | [17 empty] | 664.79 |  |  |  | 24.43 |  |  | 29.82 | 39.74 |  |  | 36050 |  |  | 36050 | 664.79 24.43 29.82 39.74 | 664.79 | 24.43 | 29.82 | 39.74 | 664.79 | 24.43 | 29.82 | 39.74
36051 | 36051 | 18 mm...................................................................................................................................................................................... | [17 empty] | 777.99 |  |  |  | 24.60 |  |  | 30.53 | 42.33 |  |  | 36051 |  |  | 36051 | 777.99 24.60 30.53 42.33 | 777.99 | 24.6 | 30.53 | 42.33 | 777.99 | 24.6 | 30.53 | 42.33
36052 | 36052 | 22 mm...................................................................................................................................................................................... | [17 empty] | 900.37 |  |  |  | 25.31 |  |  | 31.05 | 45.69 |  |  | 36052 |  |  | 36052 | 900.37 25.31 31.05 45.69 | 900.37 | 25.31 | 31.05 | 45.69 | 900.37 | 25.31 | 31.05 | 45.69
36053 | 36053 | 28 mm...................................................................................................................................................................................... | [17 empty] | 949.49 |  |  |  | 25.84 |  |  | 31.63 | 52.73 |  |  | 36053 |  |  | 36053 | 949.49 25.84 31.63 52.73 | 949.49 | 25.84 | 31.63 | 52.73 | 949.49 | 25.84 | 31.63 | 52.73
36054 | 36054 | 35 mm...................................................................................................................................................................................... | [17 empty] | 1,053.35 |  |  |  | 26.51 |  |  | 32.54 | 57.06 |  |  | 36054 |  |  | 36054 | 1,053.35 26.51 32.54 57.06 | 1053.35 | 26.51 | 32.54 | 57.06 | 1053.35 | 26.51 | 32.54 | 57.06
36/13
36 | 36 | HEATING, VENTILATION AND AIR-CONDITIONING - PIPEWORK | [18 empty] | 36
| Item | Item
| REFRIGERANT CIRCUIT (CONT'D) | [12 empty] | Take | [11 empty] | Take
| Supply | [22 empty] | down |  | down |  | Fix
| and | [22 empty] | and |  | and set |  | only
| Refrigerant sight glass of copper refrigerant pipe diameter : - | [14 empty] | fix | [7 empty] | clear |  | aside for
| away | [24 empty] | re-use
| A | [22 empty] | B |  | C |  | D
| Each |  |  | $ | [19 empty] | $ |  | $ |  | $
36055 | 36055 | 9 mm........................................................................................................................................................................................ | [17 empty] | 148.50 |  |  |  | 19.42 |  |  | 24.75 | 31.64 |  |  | 36055 |  |  | 36055 | 148.50 19.42 24.75 31.64 | 148.5 | 19.42 | 24.75 | 31.64 | 148.5 | 19.42 | 24.75 | 31.64
36056 | 36056 | 15 mm...................................................................................................................................................................................... | [17 empty] | 172.93 |  |  |  | 22.92 |  |  | 28.02 | 37.26 |  |  | 36056 |  |  | 36056 | 172.93 22.92 28.02 37.26 | 172.93 | 22.92 | 28.02 | 37.26 | 172.93 | 22.92 | 28.02 | 37.26
36057 | 36057 | 18 mm...................................................................................................................................................................................... | [17 empty] | 191.40 |  |  |  | 23.09 |  |  | 28.64 | 39.70 |  |  | 36057 |  |  | 36057 | 191.40 23.09 28.64 39.70 | 191.4 | 23.09 | 28.64 | 39.7 | 191.4 | 23.09 | 28.64 | 39.7
36058 | 36058 | 22 mm...................................................................................................................................................................................... | [17 empty] | 214.68 |  |  |  | 23.75 |  |  | 29.14 | 42.83 |  |  | 36058 |  |  | 36058 | 214.68 23.75 29.14 42.83 | 214.68 | 23.75 | 29.14 | 42.83 | 214.68 | 23.75 | 29.14 | 42.83
36059 | 36059 | 28 mm...................................................................................................................................................................................... | [17 empty] | 242.79 |  |  |  | 24.24 |  |  | 29.67 | 49.46 |  |  | 36059 |  |  | 36059 | 242.79 24.24 29.67 49.46 | 242.79 | 24.24 | 29.67 | 49.46 | 242.79 | 24.24 | 29.67 | 49.46
36060 | 36060 | 35 mm...................................................................................................................................................................................... | [17 empty] | 579.20 |  |  |  | 24.89 |  |  | 30.55 | 52.62 |  |  | 36060 |  |  | 36060 | 579.20 24.89 30.55 52.62 | 579.2 | 24.89 | 30.55 | 52.62 | 579.2 | 24.89 | 30.55 | 52.62
Liquid receiver c/w liquid level gauge, purge valve, pressure relief valve and accessories : -
Each
36061 | 36061 | 0.02 - 0.03 m³.......................................................................................................................................................................... | [17 empty] | 2,339.12 |  |  |  | 20.01 |  |  | 21.92 | 41.13 |  |  | 36061 |  |  | 36061 | 2,339.12 20.01 21.92 41.13 | 2339.12 | 20.01 | 21.92 | 41.13 | 2339.12 | 20.01 | 21.92 | 41.13
36062 | 36062 | 0.03 - 0.14 m³.......................................................................................................................................................................... | [17 empty] | 2,823.58 |  |  |  | 26.23 |  |  | 28.19 | 54.35 |  |  | 36062 |  |  | 36062 | 2,823.58 26.23 28.19 54.35 | 2823.58 | 26.23 | 28.19 | 54.35 | 2823.58 | 26.23 | 28.19 | 54.35
36063 | 36063 | 0.14 - 0.2 m³............................................................................................................................................................................ | [17 empty] | 3,508.54 |  |  |  | 29.21 |  |  | 31.12 | 59.72 |  |  | 36063 |  |  | 36063 | 3,508.54 29.21 31.12 59.72 | 3508.54 | 29.21 | 31.12 | 59.72 | 3508.54 | 29.21 | 31.12 | 59.72
36064 | 36064 | 0.2 - 0.3 m³.............................................................................................................................................................................. | [17 empty] | 4,168.47 |  |  |  | 32.38 |  |  | 34.25 | 62.55 |  |  | 36064 |  |  | 36064 | 4,168.47 32.38 34.25 62.55 | 4168.47 | 32.38 | 34.25 | 62.55 | 4168.47 | 32.38 | 34.25 | 62.55
36065 | 36065 | 0.3 - 0.52 m³............................................................................................................................................................................ | [17 empty] | 6,210.59 |  |  |  | 35.43 |  |  | 37.34 | 70.67 |  |  | 36065 |  |  | 36065 | 6,210.59 35.43 37.34 70.67 | 6210.59 | 35.43 | 37.34 | 70.67 | 6210.59 | 35.43 | 37.34 | 70.67
Gauges c/w stop valve : -
Each
36066 | 36066 | Refrigerant high pressure gauge............................................................................................................................................. | [17 empty] | 261.10 |  |  |  | 24.13 |  |  | 28.84 | 39.39 |  |  | 36066 |  |  | 36066 | 261.10 24.13 28.84 39.39 | 261.1 | 24.13 | 28.84 | 39.39 | 261.1 | 24.13 | 28.84 | 39.39
36067 | 36067 | Refrigerant low pressure gauge.............................................................................................................................................. | [17 empty] | 261.10 |  |  |  | 24.13 |  |  | 28.84 | 39.39 |  |  | 36067 |  |  | 36067 | 261.10 24.13 28.84 39.39 | 261.1 | 24.13 | 28.84 | 39.39 | 261.1 | 24.13 | 28.84 | 39.39
Refrigerant : -
Per kg
36068 | 36068 | Refrigerant (R134a) c/w charging.......................................................................................................................................... | [17 empty] | 61.97 |  |  |  | - |  |  | - | 14.42 |  |  | 36068 |  |  | 36068 | 61.97 - - 14.42 | 61.97 | #VALUE! | #VALUE! | 14.42 | 61.97 | - | - | 14.42
36069 | 36069 | Refrigerant (R407C) c/w charging......................................................................................................................................... | [17 empty] | 191.22 |  |  |  | - |  |  | - | 14.42 |  |  | 36069 |  |  | 36069 | 191.22 - - 14.42 | 191.22 | #VALUE! | #VALUE! | 14.42 | 191.22 | - | - | 14.42
36070 | 36070 | Refrigerant (R410a) c/w charging.......................................................................................................................................... | [17 empty] | 249.16 |  |  |  | - |  |  | - | 14.42 |  |  | 36070 |  |  | 36070 | 249.16 - - 14.42 | 249.16 | #VALUE! | #VALUE! | 14.42 | 249.16 | - | - | 14.42
36071 | 36071 | Lubricating oil c/w charging................................................................................................................................................... | [17 empty] | 197.73 |  |  |  | - |  |  | - | 14.48 |  |  | 36071 |  |  | 36071 | 197.73 - - 14.48 | 197.73 | #VALUE! | #VALUE! | 14.48 | 197.73 | - | - | 14.48
36/14
36 | 36 | HEATING, VENTILATION AND AIR-CONDITIONING - PIPEWORK | [18 empty] | 36
| Item | Item
| REFRIGERANT CIRCUIT (CONT'D) | [12 empty] | Take | [11 empty] | Take
| Supply | [22 empty] | down |  | down |  | Fix
| and | [22 empty] | and |  | and set |  | only
| Hi /Lo pressure cut-out : - | [9 empty] | fix | [12 empty] | clear |  | aside for
| away | [24 empty] | re-use
| A | [22 empty] | B |  | C |  | D
| Each |  |  | $ | [19 empty] | $ |  | $ |  | $
36072 | 36072 | Hi /Lo pressure cut-out c/w manual reset............................................................................................................................... | [17 empty] | 387.01 |  |  |  | 20.17 |  |  | 24.38 | 33.10 |  |  | 36072 |  |  | 36072 | 387.01 20.17 24.38 33.10 | 387.01 | 20.17 | 24.38 | 33.1 | 387.01 | 20.17 | 24.38 | 33.1
Aluminium metal cladding not less than 0.8mm for insulated refrigerant pipe work of diameter : -
Per linear metre
36073 | 36073 | 9 mm........................................................................................................................................................................................ | [17 empty] | 101.30 |  |  |  | 0.52 |  |  | 0.64 | 8.39 |  |  | 36073 |  |  | 36073 | 101.30 0.52 0.64 8.39 | 101.3 | 0.52 | 0.64 | 8.39 | 101.3 | 0.52 | 0.64 | 8.39
36074 | 36074 | 15 mm...................................................................................................................................................................................... | [17 empty] | 109.14 |  |  |  | 0.59 |  |  | 0.69 | 9.07 |  |  | 36074 |  |  | 36074 | 109.14 0.59 0.69 9.07 | 109.14 | 0.59 | 0.69 | 9.07 | 109.14 | 0.59 | 0.69 | 9.07
36075 | 36075 | 18 mm...................................................................................................................................................................................... | [17 empty] | 114.02 |  |  |  | 0.64 |  |  | 0.80 | 9.92 |  |  | 36075 |  |  | 36075 | 114.02 0.64 0.80 9.92 | 114.02 | 0.64 | 0.8 | 9.92 | 114.02 | 0.64 | 0.8 | 9.92
36076 | 36076 | 22 mm...................................................................................................................................................................................... | [17 empty] | 116.70 |  |  |  | 0.75 |  |  | 0.89 | 10.58 |  |  | 36076 |  |  | 36076 | 116.70 0.75 0.89 10.58 | 116.7 | 0.75 | 0.89 | 10.58 | 116.7 | 0.75 | 0.89 | 10.58
36077 | 36077 | 28 mm...................................................................................................................................................................................... | [17 empty] | 121.46 |  |  |  | 0.89 |  |  | 1.05 | 11.31 |  |  | 36077 |  |  | 36077 | 121.46 0.89 1.05 11.31 | 121.46 | 0.89 | 1.05 | 11.31 | 121.46 | 0.89 | 1.05 | 11.31
36078 | 36078 | 35 mm...................................................................................................................................................................................... | [17 empty] | 130.78 |  |  |  | 1.05 |  |  | 1.23 | 12.05 |  |  | 36078 |  |  | 36078 | 130.78 1.05 1.23 12.05 | 130.78 | 1.05 | 1.23 | 12.05 | 130.78 | 1.05 | 1.23 | 12.05
36/15
36 | 36 | HEATING, VENTILATION AND AIR-CONDITIONING - PIPEWORK | [18 empty] | 36
| Item | Item
VALVE, PIPE WORKS AND ACCESSORIES
| Take | [24 empty] | Take
| Supply | [22 empty] | down |  | down |  | Fix
| Chilled water pipes |  |  |  |  | and | [17 empty] | and |  | and set |  | only
| fix | [22 empty] | clear |  | aside for
| Chilled water pipework (bare pipe) of pipe diameter: - | [12 empty] | away | [11 empty] | re-use
| A | [22 empty] | B |  | C |  | D
| Per linear metre |  |  |  |  | $ | [17 empty] | $ |  | $ |  | $
36079 | 36079 | 25 mm...................................................................................................................................................................................... | [17 empty] | 148.52 |  |  |  | 3.55 |  |  | 3.93 | 49.67 |  |  | 36079 |  |  | 36079 | 148.52 3.55 3.93 49.67 | 148.52 | 3.55 | 3.93 | 49.67 | 148.52 | 3.55 | 3.93 | 49.67
36080 | 36080 | 32 mm...................................................................................................................................................................................... | [17 empty] | 159.00 |  |  |  | 3.93 |  |  | 4.42 | 52.81 |  |  | 36080 |  |  | 36080 | 159.00 3.93 4.42 52.81 | 159 | 3.93 | 4.42 | 52.81 | 159 | 3.93 | 4.42 | 52.81
36081 | 36081 | 40 mm...................................................................................................................................................................................... | [17 empty] | 178.65 |  |  |  | 4.32 |  |  | 4.80 | 56.71 |  |  | 36081 |  |  | 36081 | 178.65 4.32 4.80 56.71 | 178.65 | 4.32 | 4.8 | 56.71 | 178.65 | 4.32 | 4.8 | 56.71
36082 | 36082 | 50 mm...................................................................................................................................................................................... | [17 empty] | 229.46 |  |  |  | 4.70 |  |  | 5.11 | 65.69 |  |  | 36082 |  |  | 36082 | 229.46 4.70 5.11 65.69 | 229.46 | 4.7 | 5.11 | 65.69 | 229.46 | 4.7 | 5.11 | 65.69
36083 | 36083 | 65 mm...................................................................................................................................................................................... | [17 empty] | 271.57 |  |  |  | 5.57 |  |  | 6.02 | 75.07 |  |  | 36083 |  |  | 36083 | 271.57 5.57 6.02 75.07 | 271.57 | 5.57 | 6.02 | 75.07 | 271.57 | 5.57 | 6.02 | 75.07
36084 | 36084 | 80 mm...................................................................................................................................................................................... | [17 empty] | 322.31 |  |  |  | 6.49 |  |  | 6.97 | 84.64 |  |  | 36084 |  |  | 36084 | 322.31 6.49 6.97 84.64 | 322.31 | 6.49 | 6.97 | 84.64 | 322.31 | 6.49 | 6.97 | 84.64
36085 | 36085 | 100 mm.................................................................................................................................................................................... | [17 empty] | 405.24 |  |  |  | 7.29 |  |  | 7.83 | 96.70 |  |  | 36085 |  |  | 36085 | 405.24 7.29 7.83 96.70 | 405.24 | 7.29 | 7.83 | 96.7 | 405.24 | 7.29 | 7.83 | 96.7
36086 | 36086 | 125 mm.................................................................................................................................................................................... | [17 empty] | 515.10 |  |  |  | 10.81 |  |  | 11.71 | 112.86 |  |  | 36086 |  |  | 36086 | 515.10 10.81 11.71 112.86 | 515.1 | 10.81 | 11.71 | 112.86 | 515.1 | 10.81 | 11.71 | 112.86
36087 | 36087 | 150 mm.................................................................................................................................................................................... | [17 empty] | 605.64 |  |  |  | 12.06 |  |  | 13.08 | 128.53 |  |  | 36087 |  |  | 36087 | 605.64 12.06 13.08 128.53 | 605.64 | 12.06 | 13.08 | 128.53 | 605.64 | 12.06 | 13.08 | 128.53
36088 | 36088 | 200 mm.................................................................................................................................................................................... | [17 empty] | 805.24 |  |  |  | 14.14 |  |  | 15.63 | 156.94 |  |  | 36088 |  |  | 36088 | 805.24 14.14 15.63 156.94 | 805.24 | 14.14 | 15.63 | 156.94 | 805.24 | 14.14 | 15.63 | 156.94
36089 | 36089 | 250 mm.................................................................................................................................................................................... | [17 empty] | 848.92 |  |  |  | 16.00 |  |  | 17.38 | 186.90 |  |  | 36089 |  |  | 36089 | 848.92 16.00 17.38 186.90 | 848.92 | 16 | 17.38 | 186.9 | 848.92 | 16 | 17.38 | 186.9
36090 | 36090 | 300 mm.................................................................................................................................................................................... | [17 empty] | 947.71 |  |  |  | 18.25 |  |  | 20.93 | 223.12 |  |  | 36090 |  |  | 36090 | 947.71 18.25 20.93 223.12 | 947.71 | 18.25 | 20.93 | 223.12 | 947.71 | 18.25 | 20.93 | 223.12
Chilled water pipework c/w 50 mm polystyrene insulation, cement plaster, painting &
finish of pipe diameter : -
Per linear metre
36091 | 36091 | 20 mm or below...................................................................................................................................................................... | [17 empty] | 193.52 |  |  |  | 5.45 |  |  | 6.28 | 79.99 |  |  | 36091 |  |  | 36091 | 193.52 5.45 6.28 79.99 | 193.52 | 5.45 | 6.28 | 79.99 | 193.52 | 5.45 | 6.28 | 79.99
36092 | 36092 | 25 mm...................................................................................................................................................................................... | [17 empty] | 216.96 |  |  |  | 6.17 |  |  | 6.85 | 86.87 |  |  | 36092 |  |  | 36092 | 216.96 6.17 6.85 86.87 | 216.96 | 6.17 | 6.85 | 86.87 | 216.96 | 6.17 | 6.85 | 86.87
36093 | 36093 | 32 mm...................................................................................................................................................................................... | [17 empty] | 235.74 |  |  |  | 6.85 |  |  | 7.71 | 92.52 |  |  | 36093 |  |  | 36093 | 235.74 6.85 7.71 92.52 | 235.74 | 6.85 | 7.71 | 92.52 | 235.74 | 6.85 | 7.71 | 92.52
36094 | 36094 | 40 mm...................................................................................................................................................................................... | [17 empty] | 258.02 |  |  |  | 7.53 |  |  | 8.39 | 99.36 |  |  | 36094 |  |  | 36094 | 258.02 7.53 8.39 99.36 | 258.02 | 7.53 | 8.39 | 99.36 | 258.02 | 7.53 | 8.39 | 99.36
36095 | 36095 | 50 mm...................................................................................................................................................................................... | [17 empty] | 306.15 |  |  |  | 8.23 |  |  | 8.95 | 115.10 |  |  | 36095 |  |  | 36095 | 306.15 8.23 8.95 115.10 | 306.15 | 8.23 | 8.95 | 115.1 | 306.15 | 8.23 | 8.95 | 115.1
36096 | 36096 | 65 mm...................................................................................................................................................................................... | [17 empty] | 357.63 |  |  |  | 9.71 |  |  | 10.51 | 131.63 |  |  | 36096 |  |  | 36096 | 357.63 9.71 10.51 131.63 | 357.63 | 9.71 | 10.51 | 131.63 | 357.63 | 9.71 | 10.51 | 131.63
36097 | 36097 | 80 mm...................................................................................................................................................................................... | [17 empty] | 415.38 |  |  |  | 11.34 |  |  | 12.17 | 148.36 |  |  | 36097 |  |  | 36097 | 415.38 11.34 12.17 148.36 | 415.38 | 11.34 | 12.17 | 148.36 | 415.38 | 11.34 | 12.17 | 148.36
36098 | 36098 | 100 mm.................................................................................................................................................................................... | [17 empty] | 509.25 |  |  |  | 12.76 |  |  | 13.71 | 169.97 |  |  | 36098 |  |  | 36098 | 509.25 12.76 13.71 169.97 | 509.25 | 12.76 | 13.71 | 169.97 | 509.25 | 12.76 | 13.71 | 169.97
36099 | 36099 | 125 mm.................................................................................................................................................................................... | [17 empty] | 602.40 |  |  |  | 16.05 |  |  | 17.38 | 194.02 |  |  | 36099 |  |  | 36099 | 602.40 16.05 17.38 194.02 | 602.4 | 16.05 | 17.38 | 194.02 | 602.4 | 16.05 | 17.38 | 194.02
36100 | 36100 | 150 mm.................................................................................................................................................................................... | [17 empty] | 732.08 |  |  |  | 20.70 |  |  | 22.59 | 225.21 |  |  | 36100 |  |  | 36100 | 732.08 20.70 22.59 225.21 | 732.08 | 20.7 | 22.59 | 225.21 | 732.08 | 20.7 | 22.59 | 225.21
36/16
36 | 36 | HEATING, VENTILATION AND AIR-CONDITIONING - PIPEWORK | [18 empty] | 36
| Item | Item
VALVE, PIPE WORKS AND ACCESSORIES (CONT'D)
| Take | [24 empty] | Take
| Supply | [22 empty] | down |  | down |  | Fix
| Chilled water pipes (Cont'd) | [9 empty] | and | [12 empty] | and |  | and set |  | only
| fix | [22 empty] | clear |  | aside for
| Chilled water pipework c/w 50 mm polystyrene insulation, cement plaster, painting & | [17 empty] | away | [6 empty] | re-use
finish of pipe diameter : - (Cont'd)
| A | [22 empty] | B |  | C |  | D
| Per linear metre |  |  |  |  | $ | [17 empty] | $ |  | $ |  | $
36101 | 36101 | 200 mm.................................................................................................................................................................................... | [17 empty] | 855.90 |  |  |  | 22.40 |  |  | 23.43 | 265.18 |  |  | 36101 |  |  | 36101 | 855.90 22.40 23.43 265.18 | 855.9 | 22.4 | 23.43 | 265.18 | 855.9 | 22.4 | 23.43 | 265.18
36102 | 36102 | 250 mm.................................................................................................................................................................................... | [17 empty] | 1,021.00 |  |  |  | 25.17 |  |  | 26.72 | 325.57 |  |  | 36102 |  |  | 36102 | 1,021.00 25.17 26.72 325.57 | 1021 | 25.17 | 26.72 | 325.57 | 1021 | 25.17 | 26.72 | 325.57
36103 | 36103 | 300 mm.................................................................................................................................................................................... | [17 empty] | 1,151.31 |  |  |  | 28.85 |  |  | 31.96 | 388.74 |  |  | 36103 |  |  | 36103 | 1,151.31 28.85 31.96 388.74 | 1151.31 | 28.85 | 31.96 | 388.74 | 1151.31 | 28.85 | 31.96 | 388.74
Chilled water pipework c/w 50 mm phenolic foam insulation, cement plaster, painting &
finish of pipe diameter : -
Per linear metre
36104 | 36104 | 20 mm or below...................................................................................................................................................................... | [17 empty] | 321.01 |  |  |  | 5.45 |  |  | 6.28 | 79.99 |  |  | 36104 |  |  | 36104 | 321.01 5.45 6.28 79.99 | 321.01 | 5.45 | 6.28 | 79.99 | 321.01 | 5.45 | 6.28 | 79.99
36105 | 36105 | 25 mm...................................................................................................................................................................................... | [17 empty] | 371.59 |  |  |  | 6.17 |  |  | 6.85 | 86.87 |  |  | 36105 |  |  | 36105 | 371.59 6.17 6.85 86.87 | 371.59 | 6.17 | 6.85 | 86.87 | 371.59 | 6.17 | 6.85 | 86.87
36106 | 36106 | 32 mm...................................................................................................................................................................................... | [17 empty] | 415.26 |  |  |  | 6.85 |  |  | 7.71 | 92.52 |  |  | 36106 |  |  | 36106 | 415.26 6.85 7.71 92.52 | 415.26 | 6.85 | 7.71 | 92.52 | 415.26 | 6.85 | 7.71 | 92.52
36107 | 36107 | 40 mm...................................................................................................................................................................................... | [17 empty] | 451.33 |  |  |  | 7.53 |  |  | 8.39 | 99.36 |  |  | 36107 |  |  | 36107 | 451.33 7.53 8.39 99.36 | 451.33 | 7.53 | 8.39 | 99.36 | 451.33 | 7.53 | 8.39 | 99.36
36108 | 36108 | 50 mm...................................................................................................................................................................................... | [17 empty] | 539.31 |  |  |  | 8.23 |  |  | 8.95 | 115.10 |  |  | 36108 |  |  | 36108 | 539.31 8.23 8.95 115.10 | 539.31 | 8.23 | 8.95 | 115.1 | 539.31 | 8.23 | 8.95 | 115.1
36109 | 36109 | 65 mm...................................................................................................................................................................................... | [17 empty] | 639.40 |  |  |  | 9.71 |  |  | 10.51 | 131.63 |  |  | 36109 |  |  | 36109 | 639.40 9.71 10.51 131.63 | 639.4 | 9.71 | 10.51 | 131.63 | 639.4 | 9.71 | 10.51 | 131.63
36110 | 36110 | 80 mm...................................................................................................................................................................................... | [17 empty] | 726.85 |  |  |  | 11.34 |  |  | 12.17 | 148.36 |  |  | 36110 |  |  | 36110 | 726.85 11.34 12.17 148.36 | 726.85 | 11.34 | 12.17 | 148.36 | 726.85 | 11.34 | 12.17 | 148.36
36111 | 36111 | 100 mm.................................................................................................................................................................................... | [17 empty] | 886.26 |  |  |  | 12.76 |  |  | 13.71 | 169.97 |  |  | 36111 |  |  | 36111 | 886.26 12.76 13.71 169.97 | 886.26 | 12.76 | 13.71 | 169.97 | 886.26 | 12.76 | 13.71 | 169.97
36112 | 36112 | 125 mm.................................................................................................................................................................................... | [17 empty] | 1,223.03 |  |  |  | 16.05 |  |  | 17.38 | 194.02 |  |  | 36112 |  |  | 36112 | 1,223.03 16.05 17.38 194.02 | 1223.03 | 16.05 | 17.38 | 194.02 | 1223.03 | 16.05 | 17.38 | 194.02
36113 | 36113 | 150 mm.................................................................................................................................................................................... | [17 empty] | 1,273.01 |  |  |  | 20.70 |  |  | 22.59 | 225.21 |  |  | 36113 |  |  | 36113 | 1,273.01 20.70 22.59 225.21 | 1273.01 | 20.7 | 22.59 | 225.21 | 1273.01 | 20.7 | 22.59 | 225.21
36114 | 36114 | 200 mm.................................................................................................................................................................................... | [17 empty] | 1,734.43 |  |  |  | 22.40 |  |  | 23.43 | 265.18 |  |  | 36114 |  |  | 36114 | 1,734.43 22.40 23.43 265.18 | 1734.43 | 22.4 | 23.43 | 265.18 | 1734.43 | 22.4 | 23.43 | 265.18
36115 | 36115 | 250 mm.................................................................................................................................................................................... | [17 empty] | 2,095.12 |  |  |  | 25.17 |  |  | 26.72 | 325.57 |  |  | 36115 |  |  | 36115 | 2,095.12 25.17 26.72 325.57 | 2095.12 | 25.17 | 26.72 | 325.57 | 2095.12 | 25.17 | 26.72 | 325.57
36116 | 36116 | 300 mm.................................................................................................................................................................................... | [17 empty] | 2,692.99 |  |  |  | 28.85 |  |  | 31.96 | 388.74 |  |  | 36116 |  |  | 36116 | 2,692.99 28.85 31.96 388.74 | 2692.99 | 28.85 | 31.96 | 388.74 | 2692.99 | 28.85 | 31.96 | 388.74
36/17
36 | 36 | HEATING, VENTILATION AND AIR-CONDITIONING - PIPEWORK | [18 empty] | 36
| Item | Item
VALVE, PIPE WORKS AND ACCESSORIES (CONT'D)
| Take | [24 empty] | Take
| Supply | [22 empty] | down |  | down |  | Fix
| Chilled water pipes (Cont'd) | [9 empty] | and | [12 empty] | and |  | and set |  | only
| fix | [22 empty] | clear |  | aside for
| Chilled water pipework c/w 50 mm phenolic foam insulation of pipe diameter : - | [16 empty] | away | [7 empty] | re-use
| A | [22 empty] | B |  | C |  | D
| Per linear metre |  |  |  |  | $ | [17 empty] | $ |  | $ |  | $
36117 | 36117 | 20 mm or below...................................................................................................................................................................... | [17 empty] | 243.39 |  |  |  | 3.39 |  |  | 3.96 | 52.00 |  |  | 36117 |  |  | 36117 | 243.39 3.39 3.96 52.00 | 243.39 | 3.39 | 3.96 | 52 | 243.39 | 3.39 | 3.96 | 52
36118 | 36118 | 25 mm...................................................................................................................................................................................... | [17 empty] | 278.05 |  |  |  | 3.84 |  |  | 4.46 | 56.40 |  |  | 36118 |  |  | 36118 | 278.05 3.84 4.46 56.40 | 278.05 | 3.84 | 4.46 | 56.4 | 278.05 | 3.84 | 4.46 | 56.4
36119 | 36119 | 32 mm...................................................................................................................................................................................... | [17 empty] | 310.60 |  |  |  | 4.34 |  |  | 4.95 | 60.02 |  |  | 36119 |  |  | 36119 | 310.60 4.34 4.95 60.02 | 310.6 | 4.34 | 4.95 | 60.02 | 310.6 | 4.34 | 4.95 | 60.02
36120 | 36120 | 40 mm...................................................................................................................................................................................... | [17 empty] | 339.85 |  |  |  | 4.84 |  |  | 5.45 | 64.54 |  |  | 36120 |  |  | 36120 | 339.85 4.84 5.45 64.54 | 339.85 | 4.84 | 5.45 | 64.54 | 339.85 | 4.84 | 5.45 | 64.54
36121 | 36121 | 50 mm...................................................................................................................................................................................... | [17 empty] | 398.63 |  |  |  | 5.33 |  |  | 5.94 | 74.38 |  |  | 36121 |  |  | 36121 | 398.63 5.33 5.94 74.38 | 398.63 | 5.33 | 5.94 | 74.38 | 398.63 | 5.33 | 5.94 | 74.38
36122 | 36122 | 65 mm...................................................................................................................................................................................... | [17 empty] | 473.98 |  |  |  | 6.17 |  |  | 6.78 | 85.32 |  |  | 36122 |  |  | 36122 | 473.98 6.17 6.78 85.32 | 473.98 | 6.17 | 6.78 | 85.32 | 473.98 | 6.17 | 6.78 | 85.32
36123 | 36123 | 80 mm...................................................................................................................................................................................... | [17 empty] | 552.13 |  |  |  | 7.20 |  |  | 7.76 | 96.17 |  |  | 36123 |  |  | 36123 | 552.13 7.20 7.76 96.17 | 552.13 | 7.2 | 7.76 | 96.17 | 552.13 | 7.2 | 7.76 | 96.17
36124 | 36124 | 100 mm.................................................................................................................................................................................... | [17 empty] | 685.06 |  |  |  | 8.15 |  |  | 8.86 | 122.29 |  |  | 36124 |  |  | 36124 | 685.06 8.15 8.86 122.29 | 685.06 | 8.15 | 8.86 | 122.29 | 685.06 | 8.15 | 8.86 | 122.29
36125 | 36125 | 125 mm.................................................................................................................................................................................... | [17 empty] | 819.27 |  |  |  | 11.61 |  |  | 12.66 | 142.19 |  |  | 36125 |  |  | 36125 | 819.27 11.61 12.66 142.19 | 819.27 | 11.61 | 12.66 | 142.19 | 819.27 | 11.61 | 12.66 | 142.19
36126 | 36126 | 150 mm.................................................................................................................................................................................... | [17 empty] | 1,013.50 |  |  |  | 13.40 |  |  | 14.38 | 162.56 |  |  | 36126 |  |  | 36126 | 1,013.50 13.40 14.38 162.56 | 1013.5 | 13.4 | 14.38 | 162.56 | 1013.5 | 13.4 | 14.38 | 162.56
36127 | 36127 | 200 mm.................................................................................................................................................................................... | [17 empty] | 1,140.79 |  |  |  | 13.94 |  |  | 15.24 | 186.05 |  |  | 36127 |  |  | 36127 | 1,140.79 13.94 15.24 186.05 | 1140.79 | 13.94 | 15.24 | 186.05 | 1140.79 | 13.94 | 15.24 | 186.05
36128 | 36128 | 250 mm.................................................................................................................................................................................... | [17 empty] | 1,390.48 |  |  |  | 16.50 |  |  | 17.87 | 232.03 |  |  | 36128 |  |  | 36128 | 1,390.48 16.50 17.87 232.03 | 1390.48 | 16.5 | 17.87 | 232.03 | 1390.48 | 16.5 | 17.87 | 232.03
36129 | 36129 | 300 mm.................................................................................................................................................................................... | [17 empty] | 1,618.75 |  |  |  | 18.55 |  |  | 20.18 | 280.39 |  |  | 36129 |  |  | 36129 | 1,618.75 18.55 20.18 280.39 | 1618.75 | 18.55 | 20.18 | 280.39 | 1618.75 | 18.55 | 20.18 | 280.39
Chilled water pipework c/w 25 mm flexible closed cell elastomeric insulation, cement
plaster, painting & finish of pipe diameter : -
Per linear metre
36130 | 36130 | 20 mm or below...................................................................................................................................................................... | [17 empty] | 165.88 |  |  |  | 5.45 |  |  | 6.28 | 79.99 |  |  | 36130 |  |  | 36130 | 165.88 5.45 6.28 79.99 | 165.88 | 5.45 | 6.28 | 79.99 | 165.88 | 5.45 | 6.28 | 79.99
36131 | 36131 | 25 mm...................................................................................................................................................................................... | [17 empty] | 188.60 |  |  |  | 6.17 |  |  | 6.85 | 86.87 |  |  | 36131 |  |  | 36131 | 188.60 6.17 6.85 86.87 | 188.6 | 6.17 | 6.85 | 86.87 | 188.6 | 6.17 | 6.85 | 86.87
36132 | 36132 | 32 mm...................................................................................................................................................................................... | [17 empty] | 209.64 |  |  |  | 6.85 |  |  | 7.71 | 92.52 |  |  | 36132 |  |  | 36132 | 209.64 6.85 7.71 92.52 | 209.64 | 6.85 | 7.71 | 92.52 | 209.64 | 6.85 | 7.71 | 92.52
36133 | 36133 | 40 mm...................................................................................................................................................................................... | [17 empty] | 229.97 |  |  |  | 7.53 |  |  | 8.39 | 99.36 |  |  | 36133 |  |  | 36133 | 229.97 7.53 8.39 99.36 | 229.97 | 7.53 | 8.39 | 99.36 | 229.97 | 7.53 | 8.39 | 99.36
36134 | 36134 | 50 mm...................................................................................................................................................................................... | [17 empty] | 280.55 |  |  |  | 8.23 |  |  | 8.95 | 115.10 |  |  | 36134 |  |  | 36134 | 280.55 8.23 8.95 115.10 | 280.55 | 8.23 | 8.95 | 115.1 | 280.55 | 8.23 | 8.95 | 115.1
36135 | 36135 | 65 mm...................................................................................................................................................................................... | [17 empty] | 332.85 |  |  |  | 9.71 |  |  | 10.51 | 131.63 |  |  | 36135 |  |  | 36135 | 332.85 9.71 10.51 131.63 | 332.85 | 9.71 | 10.51 | 131.63 | 332.85 | 9.71 | 10.51 | 131.63
36136 | 36136 | 80 mm...................................................................................................................................................................................... | [17 empty] | 388.90 |  |  |  | 11.34 |  |  | 12.17 | 148.36 |  |  | 36136 |  |  | 36136 | 388.90 11.34 12.17 148.36 | 388.9 | 11.34 | 12.17 | 148.36 | 388.9 | 11.34 | 12.17 | 148.36
36137 | 36137 | 100 mm.................................................................................................................................................................................... | [17 empty] | 480.23 |  |  |  | 12.76 |  |  | 13.71 | 169.97 |  |  | 36137 |  |  | 36137 | 480.23 12.76 13.71 169.97 | 480.23 | 12.76 | 13.71 | 169.97 | 480.23 | 12.76 | 13.71 | 169.97
36138 | 36138 | 150 mm.................................................................................................................................................................................... | [17 empty] | 714.27 |  |  |  | 21.08 |  |  | 22.87 | 225.82 |  |  | 36138 |  |  | 36138 | 714.27 21.08 22.87 225.82 | 714.27 | 21.08 | 22.87 | 225.82 | 714.27 | 21.08 | 22.87 | 225.82
36/18
36 | 36 | HEATING, VENTILATION AND AIR-CONDITIONING - PIPEWORK | [18 empty] | 36
| Item | Item
VALVE, PIPE WORKS AND ACCESSORIES (CONT'D)
| Take | [24 empty] | Take
| Supply | [22 empty] | down |  | down |  | Fix
| Chilled water pipes (Cont'd) | [9 empty] | and | [12 empty] | and |  | and set |  | only
| fix | [22 empty] | clear |  | aside for
| Chilled water pipe c/w 20 mm flexible closed cell elastomeric insulation & finish of | [17 empty] | away | [6 empty] | re-use
pipe diameter : -
| A | [22 empty] | B |  | C |  | D
| Per linear metre |  |  |  |  | $ | [17 empty] | $ |  | $ |  | $
36139 | 36139 | 25 mm or below...................................................................................................................................................................... | [17 empty] | 153.26 |  |  |  | 5.90 |  |  | 6.54 | 67.75 |  |  | 36139 |  |  | 36139 | 153.26 5.90 6.54 67.75 | 153.26 | 5.9 | 6.54 | 67.75 | 153.26 | 5.9 | 6.54 | 67.75
36140 | 36140 | 32 mm...................................................................................................................................................................................... | [17 empty] | 171.81 |  |  |  | 6.34 |  |  | 7.08 | 72.17 |  |  | 36140 |  |  | 36140 | 171.81 6.34 7.08 72.17 | 171.81 | 6.34 | 7.08 | 72.17 | 171.81 | 6.34 | 7.08 | 72.17
36141 | 36141 | 40 mm...................................................................................................................................................................................... | [17 empty] | 187.45 |  |  |  | 7.08 |  |  | 7.78 | 77.12 |  |  | 36141 |  |  | 36141 | 187.45 7.08 7.78 77.12 | 187.45 | 7.08 | 7.78 | 77.12 | 187.45 | 7.08 | 7.78 | 77.12
36142 | 36142 | 50 mm...................................................................................................................................................................................... | [17 empty] | 216.85 |  |  |  | 8.23 |  |  | 8.95 | 88.82 |  |  | 36142 |  |  | 36142 | 216.85 8.23 8.95 88.82 | 216.85 | 8.23 | 8.95 | 88.82 | 216.85 | 8.23 | 8.95 | 88.82
36143 | 36143 | 65 mm...................................................................................................................................................................................... | [17 empty] | 256.40 |  |  |  | 9.71 |  |  | 10.51 | 101.80 |  |  | 36143 |  |  | 36143 | 256.40 9.71 10.51 101.80 | 256.4 | 9.71 | 10.51 | 101.8 | 256.4 | 9.71 | 10.51 | 101.8
36144 | 36144 | 80 mm...................................................................................................................................................................................... | [17 empty] | 304.58 |  |  |  | 11.34 |  |  | 12.17 | 113.44 |  |  | 36144 |  |  | 36144 | 304.58 11.34 12.17 113.44 | 304.58 | 11.34 | 12.17 | 113.44 | 304.58 | 11.34 | 12.17 | 113.44
36145 | 36145 | 100 mm.................................................................................................................................................................................... | [17 empty] | 377.93 |  |  |  | 12.76 |  |  | 13.71 | 130.87 |  |  | 36145 |  |  | 36145 | 377.93 12.76 13.71 130.87 | 377.93 | 12.76 | 13.71 | 130.87 | 377.93 | 12.76 | 13.71 | 130.87
36146 | 36146 | 125 mm.................................................................................................................................................................................... | [17 empty] | 467.15 |  |  |  | 16.49 |  |  | 16.72 | 149.71 |  |  | 36146 |  |  | 36146 | 467.15 16.49 16.72 149.71 | 467.15 | 16.49 | 16.72 | 149.71 | 467.15 | 16.49 | 16.72 | 149.71
36147 | 36147 | 150 mm.................................................................................................................................................................................... | [17 empty] | 565.50 |  |  |  | 21.08 |  |  | 22.87 | 173.51 |  |  | 36147 |  |  | 36147 | 565.50 21.08 22.87 173.51 | 565.5 | 21.08 | 22.87 | 173.51 | 565.5 | 21.08 | 22.87 | 173.51
36148 | 36148 | 200 mm.................................................................................................................................................................................... | [17 empty] | 739.96 |  |  |  | 29.68 |  |  | 30.27 | 204.28 |  |  | 36148 |  |  | 36148 | 739.96 29.68 30.27 204.28 | 739.96 | 29.68 | 30.27 | 204.28 | 739.96 | 29.68 | 30.27 | 204.28
36149 | 36149 | 250 mm.................................................................................................................................................................................... | [17 empty] | 894.90 |  |  |  | 40.06 |  |  | 43.36 | 254.95 |  |  | 36149 |  |  | 36149 | 894.90 40.06 43.36 254.95 | 894.9 | 40.06 | 43.36 | 254.95 | 894.9 | 40.06 | 43.36 | 254.95
36150 | 36150 | 300 mm.................................................................................................................................................................................... | [17 empty] | 1,045.11 |  |  |  | 51.26 |  |  | 56.60 | 343.94 |  |  | 36150 |  |  | 36150 | 1,045.11 51.26 56.60 343.94 | 1045.11 | 51.26 | 56.6 | 343.94 | 1045.11 | 51.26 | 56.6 | 343.94
36/19
36 | 36 | HEATING, VENTILATION AND AIR-CONDITIONING - PIPEWORK | [18 empty] | 36
| Item | Item
VALVE, PIPE WORKS AND ACCESSORIES (CONT'D)
| Take | [24 empty] | Take
| Supply | [22 empty] | down |  | down |  | Fix
| Chilled water pipes (Cont'd) | [9 empty] | and | [12 empty] | and |  | and set |  | only
| fix | [22 empty] | clear |  | aside for
| Chilled water pipe c/w 25 mm flexible closed cell elastomeric insulation & finish of pipe | [17 empty] | away | [6 empty] | re-use
diameter : -
| A | [22 empty] | B |  | C |  | D
| Per linear metre |  |  |  |  | $ | [17 empty] | $ |  | $ |  | $
36151 | 36151 | 20 mm or below...................................................................................................................................................................... | [17 empty] | 138.59 |  |  |  | 3.81 |  |  | 4.26 | 58.15 |  |  | 36151 |  |  | 36151 | 138.59 3.81 4.26 58.15 | 138.59 | 3.81 | 4.26 | 58.15 | 138.59 | 3.81 | 4.26 | 58.15
36152 | 36152 | 25 mm...................................................................................................................................................................................... | [17 empty] | 156.48 |  |  |  | 4.30 |  |  | 4.78 | 64.02 |  |  | 36152 |  |  | 36152 | 156.48 4.30 4.78 64.02 | 156.48 | 4.3 | 4.78 | 64.02 | 156.48 | 4.3 | 4.78 | 64.02
36153 | 36153 | 32 mm...................................................................................................................................................................................... | [17 empty] | 181.53 |  |  |  | 4.87 |  |  | 5.33 | 67.59 |  |  | 36153 |  |  | 36153 | 181.53 4.87 5.33 67.59 | 181.53 | 4.87 | 5.33 | 67.59 | 181.53 | 4.87 | 5.33 | 67.59
36154 | 36154 | 40 mm...................................................................................................................................................................................... | [17 empty] | 211.72 |  |  |  | 5.37 |  |  | 6.02 | 71.91 |  |  | 36154 |  |  | 36154 | 211.72 5.37 6.02 71.91 | 211.72 | 5.37 | 6.02 | 71.91 | 211.72 | 5.37 | 6.02 | 71.91
36155 | 36155 | 50 mm...................................................................................................................................................................................... | [17 empty] | 247.71 |  |  |  | 5.96 |  |  | 6.69 | 84.37 |  |  | 36155 |  |  | 36155 | 247.71 5.96 6.69 84.37 | 247.71 | 5.96 | 6.69 | 84.37 | 247.71 | 5.96 | 6.69 | 84.37
Chilled water pipe c/w 50 mm flexible closed cell elastomeric insulation & finish of pipe diameter : -
Per linear metre
36156 | 36156 | 65 mm...................................................................................................................................................................................... | [17 empty] | 342.15 |  |  |  | 5.73 |  |  | 7.78 | 77.86 |  |  | 36156 |  |  | 36156 | 342.15 5.73 7.78 77.86 | 342.15 | 5.73 | 7.78 | 77.86 | 342.15 | 5.73 | 7.78 | 77.86
36157 | 36157 | 80 mm...................................................................................................................................................................................... | [17 empty] | 398.26 |  |  |  | 6.79 |  |  | 9.03 | 84.64 |  |  | 36157 |  |  | 36157 | 398.26 6.79 9.03 84.64 | 398.26 | 6.79 | 9.03 | 84.64 | 398.26 | 6.79 | 9.03 | 84.64
36158 | 36158 | 100 mm.................................................................................................................................................................................... | [17 empty] | 481.74 |  |  |  | 8.81 |  |  | 10.25 | 104.50 |  |  | 36158 |  |  | 36158 | 481.74 8.81 10.25 104.50 | 481.74 | 8.81 | 10.25 | 104.5 | 481.74 | 8.81 | 10.25 | 104.5
36159 | 36159 | 150 mm.................................................................................................................................................................................... | [17 empty] | 623.45 |  |  |  | 13.64 |  |  | 18.13 | 141.17 |  |  | 36159 |  |  | 36159 | 623.45 13.64 18.13 141.17 | 623.45 | 13.64 | 18.13 | 141.17 | 623.45 | 13.64 | 18.13 | 141.17
Chilled water pipe c/w 50 mm flexible closed cell elastomeric insulation, cement plaster,
painting & finish of pipe diameter : -
Per linear metre
36160 | 36160 | 20 mm or below...................................................................................................................................................................... | [17 empty] | 187.80 |  |  |  | 4.68 |  |  | 5.18 | 70.08 |  |  | 36160 |  |  | 36160 | 187.80 4.68 5.18 70.08 | 187.8 | 4.68 | 5.18 | 70.08 | 187.8 | 4.68 | 5.18 | 70.08
36161 | 36161 | 25 mm...................................................................................................................................................................................... | [17 empty] | 217.67 |  |  |  | 5.11 |  |  | 5.76 | 76.03 |  |  | 36161 |  |  | 36161 | 217.67 5.11 5.76 76.03 | 217.67 | 5.11 | 5.76 | 76.03 | 217.67 | 5.11 | 5.76 | 76.03
36162 | 36162 | 32 mm...................................................................................................................................................................................... | [17 empty] | 239.86 |  |  |  | 5.86 |  |  | 6.47 | 81.18 |  |  | 36162 |  |  | 36162 | 239.86 5.86 6.47 81.18 | 239.86 | 5.86 | 6.47 | 81.18 | 239.86 | 5.86 | 6.47 | 81.18
36163 | 36163 | 40 mm...................................................................................................................................................................................... | [17 empty] | 260.75 |  |  |  | 6.41 |  |  | 7.06 | 87.37 |  |  | 36163 |  |  | 36163 | 260.75 6.41 7.06 87.37 | 260.75 | 6.41 | 7.06 | 87.37 | 260.75 | 6.41 | 7.06 | 87.37
36164 | 36164 | 50 mm...................................................................................................................................................................................... | [17 empty] | 316.36 |  |  |  | 7.00 |  |  | 7.61 | 100.54 |  |  | 36164 |  |  | 36164 | 316.36 7.00 7.61 100.54 | 316.36 | 7 | 7.61 | 100.54 | 316.36 | 7 | 7.61 | 100.54
36165 | 36165 | 65 mm...................................................................................................................................................................................... | [17 empty] | 370.23 |  |  |  | 8.30 |  |  | 8.90 | 113.07 |  |  | 36165 |  |  | 36165 | 370.23 8.30 8.90 113.07 | 370.23 | 8.3 | 8.9 | 113.07 | 370.23 | 8.3 | 8.9 | 113.07
36166 | 36166 | 80 mm...................................................................................................................................................................................... | [17 empty] | 442.15 |  |  |  | 9.67 |  |  | 10.25 | 125.65 |  |  | 36166 |  |  | 36166 | 442.15 9.67 10.25 125.65 | 442.15 | 9.67 | 10.25 | 125.65 | 442.15 | 9.67 | 10.25 | 125.65
36167 | 36167 | 100 mm.................................................................................................................................................................................... | [17 empty] | 539.27 |  |  |  | 10.58 |  |  | 11.63 | 145.15 |  |  | 36167 |  |  | 36167 | 539.27 10.58 11.63 145.15 | 539.27 | 10.58 | 11.63 | 145.15 | 539.27 | 10.58 | 11.63 | 145.15
36168 | 36168 | 150 mm.................................................................................................................................................................................... | [17 empty] | 802.77 |  |  |  | 17.53 |  |  | 19.22 | 198.99 |  |  | 36168 |  |  | 36168 | 802.77 17.53 19.22 198.99 | 802.77 | 17.53 | 19.22 | 198.99 | 802.77 | 17.53 | 19.22 | 198.99
36/20
36 | 36 | HEATING, VENTILATION AND AIR-CONDITIONING - PIPEWORK | [18 empty] | 36
| Item | Item
VALVE, PIPE WORKS AND ACCESSORIES (CONT'D)
| Take | [24 empty] | Take
| Supply | [22 empty] | down |  | down |  | Fix
| Chilled water pipes (Cont'd) | [9 empty] | and | [12 empty] | and |  | and set |  | only
| fix | [22 empty] | clear |  | aside for
| Pre-insulated chilled water pipe c/w galvanized iron metal jacket for outdoor conditions : - | [17 empty] | away | [6 empty] | re-use
| A | [22 empty] | B |  | C |  | D
| Per linear metre |  |  |  |  | $ | [17 empty] | $ |  | $ |  | $
36169 | 36169 | 25 mm diameter chilled water pipe c/w 50 mm thick insulation .......................................................................................... | [17 empty] | 299.22 |  |  |  | 4.12 |  |  | 4.73 | 61.03 |  |  | 36169 |  |  | 36169 | 299.22 4.12 4.73 61.03 | 299.22 | 4.12 | 4.73 | 61.03 | 299.22 | 4.12 | 4.73 | 61.03
36170 | 36170 | 32 mm diameter chilled water pipe c/w 50 mm thick insulation .......................................................................................... | [17 empty] | 333.49 |  |  |  | 4.57 |  |  | 5.14 | 66.33 |  |  | 36170 |  |  | 36170 | 333.49 4.57 5.14 66.33 | 333.49 | 4.57 | 5.14 | 66.33 | 333.49 | 4.57 | 5.14 | 66.33
36171 | 36171 | 40 mm diameter chilled water pipe c/w 50 mm thick insulation .......................................................................................... | [17 empty] | 357.30 |  |  |  | 5.14 |  |  | 5.75 | 70.90 |  |  | 36171 |  |  | 36171 | 357.30 5.14 5.75 70.90 | 357.3 | 5.14 | 5.75 | 70.9 | 357.3 | 5.14 | 5.75 | 70.9
36172 | 36172 | 50 mm diameter chilled water pipe c/w 65 mm thick insulation .......................................................................................... | [17 empty] | 531.42 |  |  |  | 5.60 |  |  | 6.28 | 75.92 |  |  | 36172 |  |  | 36172 | 531.42 5.60 6.28 75.92 | 531.42 | 5.6 | 6.28 | 75.92 | 531.42 | 5.6 | 6.28 | 75.92
36173 | 36173 | 65 mm diameter chilled water pipe c/w 65 mm thick insulation .......................................................................................... | [17 empty] | 586.55 |  |  |  | 6.16 |  |  | 6.78 | 87.84 |  |  | 36173 |  |  | 36173 | 586.55 6.16 6.78 87.84 | 586.55 | 6.16 | 6.78 | 87.84 | 586.55 | 6.16 | 6.78 | 87.84
36174 | 36174 | 80 mm diameter chilled water pipe c/w 65 mm thick insulation .......................................................................................... | [17 empty] | 667.37 |  |  |  | 7.13 |  |  | 7.83 | 100.40 |  |  | 36174 |  |  | 36174 | 667.37 7.13 7.83 100.40 | 667.37 | 7.13 | 7.83 | 100.4 | 667.37 | 7.13 | 7.83 | 100.4
36175 | 36175 | 100 mm diameter chilled water pipe c/w 65 mm thick insulation ........................................................................................ | [17 empty] | 788.30 |  |  |  | 8.40 |  |  | 9.13 | 112.56 |  |  | 36175 |  |  | 36175 | 788.30 8.40 9.13 112.56 | 788.3 | 8.4 | 9.13 | 112.56 | 788.3 | 8.4 | 9.13 | 112.56
36176 | 36176 | 125 mm diameter chilled water pipe c/w 65 mm thick insulation ........................................................................................ | [17 empty] | 932.61 |  |  |  | 9.58 |  |  | 10.24 | 129.80 |  |  | 36176 |  |  | 36176 | 932.61 9.58 10.24 129.80 | 932.61 | 9.58 | 10.24 | 129.8 | 932.61 | 9.58 | 10.24 | 129.8
36177 | 36177 | 150 mm diameter chilled water pipe c/w 75 mm thick insulation ........................................................................................ | [17 empty] | 1,329.85 |  |  |  | 15.75 |  |  | 17.03 | 172.21 |  |  | 36177 |  |  | 36177 | 1,329.85 15.75 17.03 172.21 | 1329.85 | 15.75 | 17.03 | 172.21 | 1329.85 | 15.75 | 17.03 | 172.21
36178 | 36178 | 200 mm diameter chilled water pipe c/w 75 mm thick insulation ........................................................................................ | [17 empty] | 1,671.69 |  |  |  | 23.65 |  |  | 25.44 | 223.03 |  |  | 36178 |  |  | 36178 | 1,671.69 23.65 25.44 223.03 | 1671.69 | 23.65 | 25.44 | 223.03 | 1671.69 | 23.65 | 25.44 | 223.03
36179 | 36179 | 250 mm diameter chilled water pipe c/w 75 mm thick insulation ........................................................................................ | [17 empty] | 2,062.32 |  |  |  | 31.45 |  |  | 34.99 | 280.90 |  |  | 36179 |  |  | 36179 | 2,062.32 31.45 34.99 280.90 | 2062.32 | 31.45 | 34.99 | 280.9 | 2062.32 | 31.45 | 34.99 | 280.9
36180 | 36180 | 300 mm diameter chilled water pipe c/w 75 mm thick insulation ........................................................................................ | [17 empty] | 2,361.19 |  |  |  | 39.28 |  |  | 44.37 | 338.50 |  |  | 36180 |  |  | 36180 | 2,361.19 39.28 44.37 338.50 | 2361.19 | 39.28 | 44.37 | 338.5 | 2361.19 | 39.28 | 44.37 | 338.5
Pre-insulated chilled water pipe c/w galvanized iron metal jacket for indoor conditions : -
Per linear metre
36181 | 36181 | 25 mm diameter chilled water pipe c/w 25 mm thick insulation .......................................................................................... | [17 empty] | 199.84 |  |  |  | 4.12 |  |  | 4.73 | 60.72 |  |  | 36181 |  |  | 36181 | 199.84 4.12 4.73 60.72 | 199.84 | 4.12 | 4.73 | 60.72 | 199.84 | 4.12 | 4.73 | 60.72
36182 | 36182 | 32 mm diameter chilled water pipe c/w 25 mm thick insulation .......................................................................................... | [17 empty] | 224.81 |  |  |  | 4.57 |  |  | 5.14 | 66.01 |  |  | 36182 |  |  | 36182 | 224.81 4.57 5.14 66.01 | 224.81 | 4.57 | 5.14 | 66.01 | 224.81 | 4.57 | 5.14 | 66.01
36183 | 36183 | 40 mm diameter chilled water pipe c/w 25 mm thick insulation .......................................................................................... | [17 empty] | 244.47 |  |  |  | 5.14 |  |  | 5.75 | 70.58 |  |  | 36183 |  |  | 36183 | 244.47 5.14 5.75 70.58 | 244.47 | 5.14 | 5.75 | 70.58 | 244.47 | 5.14 | 5.75 | 70.58
36184 | 36184 | 50 mm diameter chilled water pipe c/w 40 mm thick insulation .......................................................................................... | [17 empty] | 365.50 |  |  |  | 5.60 |  |  | 6.28 | 75.72 |  |  | 36184 |  |  | 36184 | 365.50 5.60 6.28 75.72 | 365.5 | 5.6 | 6.28 | 75.72 | 365.5 | 5.6 | 6.28 | 75.72
36185 | 36185 | 65 mm diameter chilled water pipe c/w 40 mm thick insulation .......................................................................................... | [17 empty] | 422.39 |  |  |  | 6.16 |  |  | 6.78 | 87.52 |  |  | 36185 |  |  | 36185 | 422.39 6.16 6.78 87.52 | 422.39 | 6.16 | 6.78 | 87.52 | 422.39 | 6.16 | 6.78 | 87.52
36186 | 36186 | 80 mm diameter chilled water pipe c/w 40 mm thick insulation .......................................................................................... | [17 empty] | 466.22 |  |  |  | 7.13 |  |  | 7.83 | 100.28 |  |  | 36186 |  |  | 36186 | 466.22 7.13 7.83 100.28 | 466.22 | 7.13 | 7.83 | 100.28 | 466.22 | 7.13 | 7.83 | 100.28
36187 | 36187 | 100 mm diameter chilled water pipe c/w 40 mm thick insulation ........................................................................................ | [17 empty] | 616.91 |  |  |  | 8.40 |  |  | 9.13 | 112.51 |  |  | 36187 |  |  | 36187 | 616.91 8.40 9.13 112.51 | 616.91 | 8.4 | 9.13 | 112.51 | 616.91 | 8.4 | 9.13 | 112.51
36188 | 36188 | 125 mm diameter chilled water pipe c/w 40 mm thick insulation ........................................................................................ | [17 empty] | 707.40 |  |  |  | 9.58 |  |  | 10.24 | 129.76 |  |  | 36188 |  |  | 36188 | 707.40 9.58 10.24 129.76 | 707.4 | 9.58 | 10.24 | 129.76 | 707.4 | 9.58 | 10.24 | 129.76
36189 | 36189 | 150 mm diameter chilled water pipe c/w 50 mm thick insulation ........................................................................................ | [17 empty] | 922.77 |  |  |  | 15.75 |  |  | 17.03 | 171.55 |  |  | 36189 |  |  | 36189 | 922.77 15.75 17.03 171.55 | 922.77 | 15.75 | 17.03 | 171.55 | 922.77 | 15.75 | 17.03 | 171.55
36190 | 36190 | 200 mm diameter chilled water pipe c/w 50 mm thick insulation ........................................................................................ | [17 empty] | 1,153.32 |  |  |  | 23.65 |  |  | 25.44 | 222.99 |  |  | 36190 |  |  | 36190 | 1,153.32 23.65 25.44 222.99 | 1153.32 | 23.65 | 25.44 | 222.99 | 1153.32 | 23.65 | 25.44 | 222.99
36191 | 36191 | 250 mm diameter chilled water pipe c/w 50 mm thick insulation ........................................................................................ | [17 empty] | 1,442.74 |  |  |  | 31.45 |  |  | 34.99 | 280.84 |  |  | 36191 |  |  | 36191 | 1,442.74 31.45 34.99 280.84 | 1442.74 | 31.45 | 34.99 | 280.84 | 1442.74 | 31.45 | 34.99 | 280.84
36192 | 36192 | 300 mm diameter chilled water pipe c/w 50 mm thick insulation ........................................................................................ | [17 empty] | 1,728.00 |  |  |  | 39.28 |  |  | 44.37 | 337.51 |  |  | 36192 |  |  | 36192 | 1,728.00 39.28 44.37 337.51 | 1728 | 39.28 | 44.37 | 337.51 | 1728 | 39.28 | 44.37 | 337.51
36/21
36 | 36 | HEATING, VENTILATION AND AIR-CONDITIONING - PIPEWORK | [18 empty] | 36
| Item | Item
VALVE, PIPE WORKS AND ACCESSORIES (CONT'D)
| Take | [24 empty] | Take
| Supply | [22 empty] | down |  | down |  | Fix
| Condensate drain |  |  |  |  | and | [17 empty] | and |  | and set |  | only
| fix | [22 empty] | clear |  | aside for
| GI drain pipe c/w 50 mm phenolic foam insulation, cement plaster, painting & finish of | [17 empty] | away | [6 empty] | re-use
pipe diameter : -
| A | [22 empty] | B |  | C |  | D
| Per linear metre |  |  |  |  | $ | [17 empty] | $ |  | $ |  | $
36193 | 36193 | 20 mm or below...................................................................................................................................................................... | [17 empty] | 330.95 |  |  |  | 5.45 |  |  | 6.28 | 79.99 |  |  | 36193 |  |  | 36193 | 330.95 5.45 6.28 79.99 | 330.95 | 5.45 | 6.28 | 79.99 | 330.95 | 5.45 | 6.28 | 79.99
36194 | 36194 | 25 mm...................................................................................................................................................................................... | [17 empty] | 386.60 |  |  |  | 6.17 |  |  | 6.85 | 86.87 |  |  | 36194 |  |  | 36194 | 386.60 6.17 6.85 86.87 | 386.6 | 6.17 | 6.85 | 86.87 | 386.6 | 6.17 | 6.85 | 86.87
36195 | 36195 | 32 mm...................................................................................................................................................................................... | [17 empty] | 433.06 |  |  |  | 6.85 |  |  | 7.71 | 92.52 |  |  | 36195 |  |  | 36195 | 433.06 6.85 7.71 92.52 | 433.06 | 6.85 | 7.71 | 92.52 | 433.06 | 6.85 | 7.71 | 92.52
36196 | 36196 | 40 mm...................................................................................................................................................................................... | [17 empty] | 465.48 |  |  |  | 7.53 |  |  | 8.39 | 99.36 |  |  | 36196 |  |  | 36196 | 465.48 7.53 8.39 99.36 | 465.48 | 7.53 | 8.39 | 99.36 | 465.48 | 7.53 | 8.39 | 99.36
36197 | 36197 | 50 mm...................................................................................................................................................................................... | [17 empty] | 564.78 |  |  |  | 8.23 |  |  | 8.95 | 115.10 |  |  | 36197 |  |  | 36197 | 564.78 8.23 8.95 115.10 | 564.78 | 8.23 | 8.95 | 115.1 | 564.78 | 8.23 | 8.95 | 115.1
36198 | 36198 | 65 mm...................................................................................................................................................................................... | [17 empty] | 673.91 |  |  |  | 9.71 |  |  | 10.51 | 131.63 |  |  | 36198 |  |  | 36198 | 673.91 9.71 10.51 131.63 | 673.91 | 9.71 | 10.51 | 131.63 | 673.91 | 9.71 | 10.51 | 131.63
36199 | 36199 | 80 mm...................................................................................................................................................................................... | [17 empty] | 782.19 |  |  |  | 11.34 |  |  | 12.17 | 148.36 |  |  | 36199 |  |  | 36199 | 782.19 11.34 12.17 148.36 | 782.19 | 11.34 | 12.17 | 148.36 | 782.19 | 11.34 | 12.17 | 148.36
GI drain pipe c/w 50 mm polystyrene insulation, cement plaster, painting & finish of
pipe diameter : -
Per linear metre
36200 | 36200 | 20 mm or below...................................................................................................................................................................... | [17 empty] | 202.76 |  |  |  | 5.45 |  |  | 6.28 | 79.99 |  |  | 36200 |  |  | 36200 | 202.76 5.45 6.28 79.99 | 202.76 | 5.45 | 6.28 | 79.99 | 202.76 | 5.45 | 6.28 | 79.99
36201 | 36201 | 25 mm...................................................................................................................................................................................... | [17 empty] | 235.77 |  |  |  | 6.17 |  |  | 6.85 | 86.87 |  |  | 36201 |  |  | 36201 | 235.77 6.17 6.85 86.87 | 235.77 | 6.17 | 6.85 | 86.87 | 235.77 | 6.17 | 6.85 | 86.87
36202 | 36202 | 32 mm...................................................................................................................................................................................... | [17 empty] | 262.63 |  |  |  | 6.85 |  |  | 7.71 | 92.52 |  |  | 36202 |  |  | 36202 | 262.63 6.85 7.71 92.52 | 262.63 | 6.85 | 7.71 | 92.52 | 262.63 | 6.85 | 7.71 | 92.52
36203 | 36203 | 40 mm...................................................................................................................................................................................... | [17 empty] | 281.85 |  |  |  | 7.53 |  |  | 8.39 | 99.36 |  |  | 36203 |  |  | 36203 | 281.85 7.53 8.39 99.36 | 281.85 | 7.53 | 8.39 | 99.36 | 281.85 | 7.53 | 8.39 | 99.36
36204 | 36204 | 50 mm...................................................................................................................................................................................... | [17 empty] | 343.82 |  |  |  | 8.23 |  |  | 8.95 | 115.10 |  |  | 36204 |  |  | 36204 | 343.82 8.23 8.95 115.10 | 343.82 | 8.23 | 8.95 | 115.1 | 343.82 | 8.23 | 8.95 | 115.1
36205 | 36205 | 65 mm...................................................................................................................................................................................... | [17 empty] | 401.91 |  |  |  | 9.71 |  |  | 10.51 | 131.63 |  |  | 36205 |  |  | 36205 | 401.91 9.71 10.51 131.63 | 401.91 | 9.71 | 10.51 | 131.63 | 401.91 | 9.71 | 10.51 | 131.63
36206 | 36206 | 80 mm...................................................................................................................................................................................... | [17 empty] | 474.04 |  |  |  | 11.34 |  |  | 12.17 | 148.36 |  |  | 36206 |  |  | 36206 | 474.04 11.34 12.17 148.36 | 474.04 | 11.34 | 12.17 | 148.36 | 474.04 | 11.34 | 12.17 | 148.36
GI drain pipe c/w 20 mm flexible closed cell elastomeric insulation and finish of pipe diameter : -
Per linear metre
36207 | 36207 | 20 mm or below...................................................................................................................................................................... | [17 empty] | 172.56 |  |  |  | 5.45 |  |  | 6.28 | 79.99 |  |  | 36207 |  |  | 36207 | 172.56 5.45 6.28 79.99 | 172.56 | 5.45 | 6.28 | 79.99 | 172.56 | 5.45 | 6.28 | 79.99
36208 | 36208 | 25 mm...................................................................................................................................................................................... | [17 empty] | 207.01 |  |  |  | 6.17 |  |  | 6.85 | 86.87 |  |  | 36208 |  |  | 36208 | 207.01 6.17 6.85 86.87 | 207.01 | 6.17 | 6.85 | 86.87 | 207.01 | 6.17 | 6.85 | 86.87
36209 | 36209 | 32 mm...................................................................................................................................................................................... | [17 empty] | 234.84 |  |  |  | 6.85 |  |  | 7.71 | 92.52 |  |  | 36209 |  |  | 36209 | 234.84 6.85 7.71 92.52 | 234.84 | 6.85 | 7.71 | 92.52 | 234.84 | 6.85 | 7.71 | 92.52
36210 | 36210 | 40 mm...................................................................................................................................................................................... | [17 empty] | 253.37 |  |  |  | 7.53 |  |  | 8.39 | 99.36 |  |  | 36210 |  |  | 36210 | 253.37 7.53 8.39 99.36 | 253.37 | 7.53 | 8.39 | 99.36 | 253.37 | 7.53 | 8.39 | 99.36
36211 | 36211 | 50 mm...................................................................................................................................................................................... | [17 empty] | 314.90 |  |  |  | 8.23 |  |  | 8.95 | 115.10 |  |  | 36211 |  |  | 36211 | 314.90 8.23 8.95 115.10 | 314.9 | 8.23 | 8.95 | 115.1 | 314.9 | 8.23 | 8.95 | 115.1
36/22
36 | 36 | HEATING, VENTILATION AND AIR-CONDITIONING - PIPEWORK | [18 empty] | 36
| Item | Item
VALVE, PIPE WORKS AND ACCESSORIES (CONT'D)
| Take | [24 empty] | Take
| Supply | [22 empty] | down |  | down |  | Fix
| Condensate drain (Cont'd) | [9 empty] | and | [12 empty] | and |  | and set |  | only
| fix | [22 empty] | clear |  | aside for
| PVC drain pipe c/w 20 mm flexible closed cell elastomeric insulation and finish of pipe | [17 empty] | away | [6 empty] | re-use
diameter :-
| A | [22 empty] | B |  | C |  | D
| Per linear metre |  |  |  |  | $ | [17 empty] | $ |  | $ |  | $
36212 | 36212 | 20 mm or below...................................................................................................................................................................... | [17 empty] | 152.94 |  |  |  | 5.57 |  |  | 6.42 | 82.02 |  |  | 36212 |  |  | 36212 | 152.94 5.57 6.42 82.02 | 152.94 | 5.57 | 6.42 | 82.02 | 152.94 | 5.57 | 6.42 | 82.02
36213 | 36213 | 25 mm...................................................................................................................................................................................... | [17 empty] | 168.65 |  |  |  | 6.31 |  |  | 7.01 | 89.08 |  |  | 36213 |  |  | 36213 | 168.65 6.31 7.01 89.08 | 168.65 | 6.31 | 7.01 | 89.08 | 168.65 | 6.31 | 7.01 | 89.08
36214 | 36214 | 32 mm...................................................................................................................................................................................... | [17 empty] | 184.21 |  |  |  | 7.01 |  |  | 7.87 | 94.94 |  |  | 36214 |  |  | 36214 | 184.21 7.01 7.87 94.94 | 184.21 | 7.01 | 7.87 | 94.94 | 184.21 | 7.01 | 7.87 | 94.94
PVC flexible drain pipe of pipe diameter : -
Per linear metre
36215 | 36215 | 20 mm or below...................................................................................................................................................................... | [17 empty] | 30.80 |  |  |  | 4.20 |  |  | 4.59 | 20.73 |  |  | 36215 |  |  | 36215 | 30.80 4.20 4.59 20.73 | 30.8 | 4.2 | 4.59 | 20.73 | 30.8 | 4.2 | 4.59 | 20.73
36216 | 36216 | 25 mm...................................................................................................................................................................................... | [17 empty] | 43.43 |  |  |  | 5.57 |  |  | 6.08 | 29.07 |  |  | 36216 |  |  | 36216 | 43.43 5.57 6.08 29.07 | 43.43 | 5.57 | 6.08 | 29.07 | 43.43 | 5.57 | 6.08 | 29.07
36217 | 36217 | 32 mm...................................................................................................................................................................................... | [17 empty] | 48.46 |  |  |  | 6.31 |  |  | 6.67 | 32.16 |  |  | 36217 |  |  | 36217 | 48.46 6.31 6.67 32.16 | 48.46 | 6.31 | 6.67 | 32.16 | 48.46 | 6.31 | 6.67 | 32.16
GI drain pan c/w insulation of size : -
Each
36218 | 36218 | Up to 0.55 m².......................................................................................................................................................................... | [17 empty] | 310.88 |  |  |  | 6.33 |  |  | 6.67 | 45.89 |  |  | 36218 |  |  | 36218 | 310.88 6.33 6.67 45.89 | 310.88 | 6.33 | 6.67 | 45.89 | 310.88 | 6.33 | 6.67 | 45.89
36219 | 36219 | 0.55 - 0.73 m².......................................................................................................................................................................... | [17 empty] | 393.49 |  |  |  | 13.55 |  |  | 19.56 | 68.82 |  |  | 36219 |  |  | 36219 | 393.49 13.55 19.56 68.82 | 393.49 | 13.55 | 19.56 | 68.82 | 393.49 | 13.55 | 19.56 | 68.82
36220 | 36220 | 0.73 - 0.9 m²............................................................................................................................................................................ | [17 empty] | 497.24 |  |  |  | 29.05 |  |  | 35.23 | 91.33 |  |  | 36220 |  |  | 36220 | 497.24 29.05 35.23 91.33 | 497.24 | 29.05 | 35.23 | 91.33 | 497.24 | 29.05 | 35.23 | 91.33
36/23
36 | 36 | HEATING, VENTILATION AND AIR-CONDITIONING - PIPEWORK | [18 empty] | 36
| Item | Item
VALVE, PIPE WORKS AND ACCESSORIES (CONT'D)
| Take | [24 empty] | Take
| Supply | [22 empty] | down |  | down |  | Fix
| Condensate drain (Cont'd) | [9 empty] | and | [12 empty] | and |  | and set |  | only
| fix | [22 empty] | clear |  | aside for
| GI drain pan of size : - | [5 empty] | away | [18 empty] | re-use
| A | [22 empty] | B |  | C |  | D
| Each |  |  | $ | [19 empty] | $ |  | $ |  | $
36221 | 36221 | Up to 0.55 m².......................................................................................................................................................................... | [17 empty] | 182.94 |  |  |  | 5.09 |  |  | 5.11 | 41.69 |  |  | 36221 |  |  | 36221 | 182.94 5.09 5.11 41.69 | 182.94 | 5.09 | 5.11 | 41.69 | 182.94 | 5.09 | 5.11 | 41.69
36222 | 36222 | 0.55 - 0.73 m².......................................................................................................................................................................... | [17 empty] | 221.87 |  |  |  | 10.66 |  |  | 15.92 | 59.05 |  |  | 36222 |  |  | 36222 | 221.87 10.66 15.92 59.05 | 221.87 | 10.66 | 15.92 | 59.05 | 221.87 | 10.66 | 15.92 | 59.05
36223 | 36223 | 0.73 - 0.9 m²............................................................................................................................................................................ | [17 empty] | 269.45 |  |  |  | 25.37 |  |  | 30.60 | 78.89 |  |  | 36223 |  |  | 36223 | 269.45 25.37 30.60 78.89 | 269.45 | 25.37 | 30.6 | 78.89 | 269.45 | 25.37 | 30.6 | 78.89
Stainless steel drain pan c/w insulation of size : -
Each
36224 | 36224 | Up to 0.55 m².......................................................................................................................................................................... | [17 empty] | 377.23 |  |  |  | 6.33 |  |  | 6.67 | 45.89 |  |  | 36224 |  |  | 36224 | 377.23 6.33 6.67 45.89 | 377.23 | 6.33 | 6.67 | 45.89 | 377.23 | 6.33 | 6.67 | 45.89
36225 | 36225 | 0.55 - 0.73 m².......................................................................................................................................................................... | [17 empty] | 501.37 |  |  |  | 13.55 |  |  | 19.56 | 68.82 |  |  | 36225 |  |  | 36225 | 501.37 13.55 19.56 68.82 | 501.37 | 13.55 | 19.56 | 68.82 | 501.37 | 13.55 | 19.56 | 68.82
36226 | 36226 | 0.73 - 0.9 m²............................................................................................................................................................................ | [17 empty] | 654.01 |  |  |  | 29.05 |  |  | 35.23 | 91.33 |  |  | 36226 |  |  | 36226 | 654.01 29.05 35.23 91.33 | 654.01 | 29.05 | 35.23 | 91.33 | 654.01 | 29.05 | 35.23 | 91.33
Stainless steel drain pan of size : -
Each
36227 | 36227 | Up to 0.55 m².......................................................................................................................................................................... | [17 empty] | 245.09 |  |  |  | 5.09 |  |  | 5.11 | 41.69 |  |  | 36227 |  |  | 36227 | 245.09 5.09 5.11 41.69 | 245.09 | 5.09 | 5.11 | 41.69 | 245.09 | 5.09 | 5.11 | 41.69
36228 | 36228 | 0.55 - 0.73 m².......................................................................................................................................................................... | [17 empty] | 319.98 |  |  |  | 10.66 |  |  | 15.92 | 59.05 |  |  | 36228 |  |  | 36228 | 319.98 10.66 15.92 59.05 | 319.98 | 10.66 | 15.92 | 59.05 | 319.98 | 10.66 | 15.92 | 59.05
36229 | 36229 | 0.73 - 0.9 m²............................................................................................................................................................................ | [17 empty] | 413.78 |  |  |  | 25.37 |  |  | 30.60 | 78.89 |  |  | 36229 |  |  | 36229 | 413.78 25.37 30.60 78.89 | 413.78 | 25.37 | 30.6 | 78.89 | 413.78 | 25.37 | 30.6 | 78.89
uPVC pipework of diameter : -
Per linear metre
36230 | 36230 | 25 mm or below...................................................................................................................................................................... | [17 empty] | 78.53 |  |  |  | 3.68 |  |  | 4.32 | 28.00 |  | 36230 |  |  |  | 36230 | 78.53 3.68 4.32 28.00 36230 | 78.53 | 3.68 | 4.32 | 28 | 78.53 | 3.68 | 4.32 | 28
36231 | 36231 | 32 mm...................................................................................................................................................................................... | [17 empty] | 93.03 |  |  |  | 4.17 |  |  | 4.77 | 29.46 |  | 36231 |  |  |  | 36231 | 93.03 4.17 4.77 29.46 36231 | 93.03 | 4.17 | 4.77 | 29.46 | 93.03 | 4.17 | 4.77 | 29.46
36232 | 36232 | 40 mm...................................................................................................................................................................................... | [17 empty] | 120.00 |  |  |  | 4.59 |  |  | 5.27 | 31.53 |  | 36232 |  |  |  | 36232 | 120.00 4.59 5.27 31.53 36232 | 120 | 4.59 | 5.27 | 31.53 | 120 | 4.59 | 5.27 | 31.53
36233 | 36233 | 50 mm...................................................................................................................................................................................... | [17 empty] | 153.72 |  |  |  | 5.11 |  |  | 5.70 | 36.26 |  | 36233 |  |  |  | 36233 | 153.72 5.11 5.70 36.26 36233 | 153.72 | 5.11 | 5.7 | 36.26 | 153.72 | 5.11 | 5.7 | 36.26
36/24
36 | 36 | HEATING, VENTILATION AND AIR-CONDITIONING - PIPEWORK | [18 empty] | 36
| Item | Item
VALVE, PIPE WORKS AND ACCESSORIES (CONT'D)
| Take | [24 empty] | Take
| Supply | [22 empty] | down |  | down |  | Fix
| Condensate drain (Cont'd) | [9 empty] | and | [12 empty] | and |  | and set |  | only
| fix | [22 empty] | clear |  | aside for
| uPVC pipework of diameter : - (Cont'd) | [9 empty] | away | [14 empty] | re-use
| A | [22 empty] | B |  | C |  | D
| Per linear metre |  |  |  |  | $ | [17 empty] | $ |  | $ |  | $
36234 | 36234 | 65 mm...................................................................................................................................................................................... | [17 empty] | 205.63 |  |  |  | 5.87 |  |  | 6.55 | 41.32 |  | 36234 |  |  |  | 36234 | 205.63 5.87 6.55 41.32 36234 | 205.63 | 5.87 | 6.55 | 41.32 | 205.63 | 5.87 | 6.55 | 41.32
36235 | 36235 | 80 mm...................................................................................................................................................................................... | [17 empty] | 271.86 |  |  |  | 6.92 |  |  | 7.59 | 46.70 |  | 36235 |  |  |  | 36235 | 271.86 6.92 7.59 46.70 36235 | 271.86 | 6.92 | 7.59 | 46.7 | 271.86 | 6.92 | 7.59 | 46.7
36236 | 36236 | 100 mm.................................................................................................................................................................................... | [17 empty] | 304.51 |  |  |  | 7.81 |  |  | 8.66 | 59.95 |  | 36236 |  |  |  | 36236 | 304.51 7.81 8.66 59.95 36236 | 304.51 | 7.81 | 8.66 | 59.95 | 304.51 | 7.81 | 8.66 | 59.95
36237 | 36237 | 150 mm.................................................................................................................................................................................... | [17 empty] | 443.30 |  |  |  | 12.89 |  |  | 14.09 | 79.72 |  | 36237 |  |  |  | 36237 | 443.30 12.89 14.09 79.72 36237 | 443.3 | 12.89 | 14.09 | 79.72 | 443.3 | 12.89 | 14.09 | 79.72
Chilled water valves
Chilled water gate valves : -
Each
36238 | 36238 | 20 mm or below...................................................................................................................................................................... | [17 empty] | 155.52 |  |  |  | 19.78 |  |  | 24.86 | 31.33 |  | 36238 |  |  |  | 36238 | 155.52 19.78 24.86 31.33 36238 | 155.52 | 19.78 | 24.86 | 31.33 | 155.52 | 19.78 | 24.86 | 31.33
36239 | 36239 | 25 mm...................................................................................................................................................................................... | [17 empty] | 196.31 |  |  |  | 20.16 |  |  | 25.41 | 34.08 |  | 36239 |  |  |  | 36239 | 196.31 20.16 25.41 34.08 36239 | 196.31 | 20.16 | 25.41 | 34.08 | 196.31 | 20.16 | 25.41 | 34.08
36240 | 36240 | 32 mm...................................................................................................................................................................................... | [17 empty] | 269.71 |  |  |  | 20.51 |  |  | 25.75 | 36.65 |  | 36240 |  |  |  | 36240 | 269.71 20.51 25.75 36.65 36240 | 269.71 | 20.51 | 25.75 | 36.65 | 269.71 | 20.51 | 25.75 | 36.65
36241 | 36241 | 40 mm...................................................................................................................................................................................... | [17 empty] | 342.61 |  |  |  | 21.19 |  |  | 26.38 | 39.34 |  | 36241 |  |  |  | 36241 | 342.61 21.19 26.38 39.34 36241 | 342.61 | 21.19 | 26.38 | 39.34 | 342.61 | 21.19 | 26.38 | 39.34
36242 | 36242 | 50 mm...................................................................................................................................................................................... | [17 empty] | 557.52 |  |  |  | 22.24 |  |  | 27.24 | 41.98 |  | 36242 |  |  |  | 36242 | 557.52 22.24 27.24 41.98 36242 | 557.52 | 22.24 | 27.24 | 41.98 | 557.52 | 22.24 | 27.24 | 41.98
36243 | 36243 | 65 mm...................................................................................................................................................................................... | [17 empty] | 1,110.48 |  |  |  | 23.46 |  |  | 28.48 | 44.63 |  | 36243 |  |  |  | 36243 | 1,110.48 23.46 28.48 44.63 36243 | 1110.48 | 23.46 | 28.48 | 44.63 | 1110.48 | 23.46 | 28.48 | 44.63
36244 | 36244 | 80 mm...................................................................................................................................................................................... | [17 empty] | 1,297.14 |  |  |  | 24.69 |  |  | 30.04 | 46.80 |  | 36244 |  |  |  | 36244 | 1,297.14 24.69 30.04 46.80 36244 | 1297.14 | 24.69 | 30.04 | 46.8 | 1297.14 | 24.69 | 30.04 | 46.8
36245 | 36245 | 100 mm.................................................................................................................................................................................... | [17 empty] | 1,558.19 |  |  |  | 28.44 |  |  | 34.00 | 52.68 |  | 36245 |  |  |  | 36245 | 1,558.19 28.44 34.00 52.68 36245 | 1558.19 | 28.44 | 34 | 52.68 | 1558.19 | 28.44 | 34 | 52.68
36246 | 36246 | 150 mm.................................................................................................................................................................................... | [17 empty] | 2,772.29 |  |  |  | 37.64 |  |  | 44.34 | 68.05 |  | 36246 |  |  |  | 36246 | 2,772.29 37.64 44.34 68.05 36246 | 2772.29 | 37.64 | 44.34 | 68.05 | 2772.29 | 37.64 | 44.34 | 68.05
Chilled water check valves : -
Each
36247 | 36247 | 20 mm or below...................................................................................................................................................................... | [17 empty] | 245.57 |  |  |  | 19.78 |  |  | 24.86 | 31.33 |  | 36247 |  |  |  | 36247 | 245.57 19.78 24.86 31.33 36247 | 245.57 | 19.78 | 24.86 | 31.33 | 245.57 | 19.78 | 24.86 | 31.33
36248 | 36248 | 25 mm...................................................................................................................................................................................... | [17 empty] | 270.19 |  |  |  | 20.16 |  |  | 25.41 | 34.08 |  | 36248 |  |  |  | 36248 | 270.19 20.16 25.41 34.08 36248 | 270.19 | 20.16 | 25.41 | 34.08 | 270.19 | 20.16 | 25.41 | 34.08
36249 | 36249 | 32 mm...................................................................................................................................................................................... | [17 empty] | 317.34 |  |  |  | 20.51 |  |  | 25.75 | 36.65 |  | 36249 |  |  |  | 36249 | 317.34 20.51 25.75 36.65 36249 | 317.34 | 20.51 | 25.75 | 36.65 | 317.34 | 20.51 | 25.75 | 36.65
36250 | 36250 | 40 mm...................................................................................................................................................................................... | [17 empty] | 401.85 |  |  |  | 21.19 |  |  | 26.38 | 39.34 |  | 36250 |  |  |  | 36250 | 401.85 21.19 26.38 39.34 36250 | 401.85 | 21.19 | 26.38 | 39.34 | 401.85 | 21.19 | 26.38 | 39.34
36251 | 36251 | 50 mm...................................................................................................................................................................................... | [17 empty] | 527.20 |  |  |  | 22.24 |  |  | 27.24 | 41.98 |  | 36251 |  |  |  | 36251 | 527.20 22.24 27.24 41.98 36251 | 527.2 | 22.24 | 27.24 | 41.98 | 527.2 | 22.24 | 27.24 | 41.98
36/25
36 | 36 | HEATING, VENTILATION AND AIR-CONDITIONING - PIPEWORK | [18 empty] | 36
| Item | Item
VALVE, PIPE WORKS AND ACCESSORIES (CONT'D)
| Take | [24 empty] | Take
| Supply | [22 empty] | down |  | down |  | Fix
| Chilled water valves (Cont'd) | [9 empty] | and | [12 empty] | and |  | and set |  | only
| fix | [22 empty] | clear |  | aside for
| Chilled water check valves : - (Cont'd) | [9 empty] | away | [14 empty] | re-use
| A | [22 empty] | B |  | C |  | D
| Each |  |  | $ | [19 empty] | $ |  | $ |  | $
36252 | 36252 | 65 mm...................................................................................................................................................................................... | [17 empty] | 567.71 |  |  |  | 23.46 |  |  | 28.48 | 44.63 |  | 36252 |  |  |  | 36252 | 567.71 23.46 28.48 44.63 36252 | 567.71 | 23.46 | 28.48 | 44.63 | 567.71 | 23.46 | 28.48 | 44.63
36253 | 36253 | 80 mm...................................................................................................................................................................................... | [17 empty] | 685.51 |  |  |  | 24.69 |  |  | 30.04 | 46.80 |  | 36253 |  |  |  | 36253 | 685.51 24.69 30.04 46.80 36253 | 685.51 | 24.69 | 30.04 | 46.8 | 685.51 | 24.69 | 30.04 | 46.8
36254 | 36254 | 100 mm.................................................................................................................................................................................... | [17 empty] | 1,127.46 |  |  |  | 28.44 |  |  | 34.00 | 52.68 |  | 36254 |  |  |  | 36254 | 1,127.46 28.44 34.00 52.68 36254 | 1127.46 | 28.44 | 34 | 52.68 | 1127.46 | 28.44 | 34 | 52.68
36255 | 36255 | 150 mm.................................................................................................................................................................................... | [17 empty] | 1,876.21 |  |  |  | 37.64 |  |  | 44.34 | 68.05 |  | 36255 |  |  |  | 36255 | 1,876.21 37.64 44.34 68.05 36255 | 1876.21 | 37.64 | 44.34 | 68.05 | 1876.21 | 37.64 | 44.34 | 68.05
Chilled water globe valves : -
Each
36256 | 36256 | 20 mm or below...................................................................................................................................................................... | [17 empty] | 325.95 |  |  |  | 19.78 |  |  | 24.86 | 31.33 |  | 36256 |  |  |  | 36256 | 325.95 19.78 24.86 31.33 36256 | 325.95 | 19.78 | 24.86 | 31.33 | 325.95 | 19.78 | 24.86 | 31.33
36257 | 36257 | 25 mm...................................................................................................................................................................................... | [17 empty] | 387.03 |  |  |  | 20.16 |  |  | 25.41 | 34.08 |  | 36257 |  |  |  | 36257 | 387.03 20.16 25.41 34.08 36257 | 387.03 | 20.16 | 25.41 | 34.08 | 387.03 | 20.16 | 25.41 | 34.08
36258 | 36258 | 32 mm...................................................................................................................................................................................... | [17 empty] | 397.05 |  |  |  | 20.51 |  |  | 25.75 | 36.65 |  | 36258 |  |  |  | 36258 | 397.05 20.51 25.75 36.65 36258 | 397.05 | 20.51 | 25.75 | 36.65 | 397.05 | 20.51 | 25.75 | 36.65
36259 | 36259 | 40 mm...................................................................................................................................................................................... | [17 empty] | 520.39 |  |  |  | 21.19 |  |  | 26.38 | 39.34 |  | 36259 |  |  |  | 36259 | 520.39 21.19 26.38 39.34 36259 | 520.39 | 21.19 | 26.38 | 39.34 | 520.39 | 21.19 | 26.38 | 39.34
36260 | 36260 | 50 mm...................................................................................................................................................................................... | [17 empty] | 753.93 |  |  |  | 22.24 |  |  | 27.24 | 41.98 |  | 36260 |  |  |  | 36260 | 753.93 22.24 27.24 41.98 36260 | 753.93 | 22.24 | 27.24 | 41.98 | 753.93 | 22.24 | 27.24 | 41.98
36261 | 36261 | 65 mm...................................................................................................................................................................................... | [17 empty] | 912.94 |  |  |  | 23.46 |  |  | 28.48 | 44.63 |  | 36261 |  |  |  | 36261 | 912.94 23.46 28.48 44.63 36261 | 912.94 | 23.46 | 28.48 | 44.63 | 912.94 | 23.46 | 28.48 | 44.63
36262 | 36262 | 80 mm...................................................................................................................................................................................... | [17 empty] | 1,181.61 |  |  |  | 24.69 |  |  | 30.04 | 46.80 |  | 36262 |  |  |  | 36262 | 1,181.61 24.69 30.04 46.80 36262 | 1181.61 | 24.69 | 30.04 | 46.8 | 1181.61 | 24.69 | 30.04 | 46.8
36263 | 36263 | 100 mm.................................................................................................................................................................................... | [17 empty] | 1,559.88 |  |  |  | 28.44 |  |  | 34.00 | 52.68 |  | 36263 |  |  |  | 36263 | 1,559.88 28.44 34.00 52.68 36263 | 1559.88 | 28.44 | 34 | 52.68 | 1559.88 | 28.44 | 34 | 52.68
36264 | 36264 | 150 mm.................................................................................................................................................................................... | [17 empty] | 2,808.91 |  |  |  | 37.64 |  |  | 44.34 | 68.05 |  | 36264 |  |  |  | 36264 | 2,808.91 37.64 44.34 68.05 36264 | 2808.91 | 37.64 | 44.34 | 68.05 | 2808.91 | 37.64 | 44.34 | 68.05
Pressure reducing valve : -
Each
36265 | 36265 | 15 mm or below...................................................................................................................................................................... | [17 empty] | 492.70 |  |  |  | 15.55 |  |  | 19.42 | 22.74 |  | 36265 |  |  |  | 36265 | 492.70 15.55 19.42 22.74 36265 | 492.7 | 15.55 | 19.42 | 22.74 | 492.7 | 15.55 | 19.42 | 22.74
36266 | 36266 | 20 mm...................................................................................................................................................................................... | [17 empty] | 611.20 |  |  |  | 16.07 |  |  | 19.89 | 26.15 |  | 36266 |  |  |  | 36266 | 611.20 16.07 19.89 26.15 36266 | 611.2 | 16.07 | 19.89 | 26.15 | 611.2 | 16.07 | 19.89 | 26.15
36267 | 36267 | 25 mm...................................................................................................................................................................................... | [17 empty] | 715.84 |  |  |  | 16.51 |  |  | 20.42 | 27.95 |  | 36267 |  |  |  | 36267 | 715.84 16.51 20.42 27.95 36267 | 715.84 | 16.51 | 20.42 | 27.95 | 715.84 | 16.51 | 20.42 | 27.95
36268 | 36268 | 32 mm...................................................................................................................................................................................... | [17 empty] | 886.75 |  |  |  | 16.94 |  |  | 20.82 | 30.55 |  | 36268 |  |  |  | 36268 | 886.75 16.94 20.82 30.55 36268 | 886.75 | 16.94 | 20.82 | 30.55 | 886.75 | 16.94 | 20.82 | 30.55
36269 | 36269 | 40 mm...................................................................................................................................................................................... | [17 empty] | 1,048.25 |  |  |  | 17.25 |  |  | 21.29 | 33.10 |  | 36269 |  |  |  | 36269 | 1,048.25 17.25 21.29 33.10 36269 | 1048.25 | 17.25 | 21.29 | 33.1 | 1048.25 | 17.25 | 21.29 | 33.1
36/26
36 | 36 | HEATING, VENTILATION AND AIR-CONDITIONING - PIPEWORK | [18 empty] | 36
| Item | Item
VALVE, PIPE WORKS AND ACCESSORIES (CONT'D)
| Take | [24 empty] | Take
| Supply | [22 empty] | down |  | down |  | Fix
| Chilled water valves (Cont'd) | [9 empty] | and | [12 empty] | and |  | and set |  | only
| fix | [22 empty] | clear |  | aside for
| Balancing valve : - |  |  |  |  | away | [19 empty] | re-use
| A | [22 empty] | B |  | C |  | D
| Each |  |  | $ | [19 empty] | $ |  | $ |  | $
36270 | 36270 | 20 mm or below...................................................................................................................................................................... | [17 empty] | 373.45 |  |  |  | 14.81 |  |  | 18.79 | 25.98 |  | 36270 |  |  |  | 36270 | 373.45 14.81 18.79 25.98 36270 | 373.45 | 14.81 | 18.79 | 25.98 | 373.45 | 14.81 | 18.79 | 25.98
36271 | 36271 | 25 mm ..................................................................................................................................................................................... | [17 empty] | 400.54 |  |  |  | 16.28 |  |  | 20.03 | 28.22 |  | 36271 |  |  |  | 36271 | 400.54 16.28 20.03 28.22 36271 | 400.54 | 16.28 | 20.03 | 28.22 | 400.54 | 16.28 | 20.03 | 28.22
36272 | 36272 | 32 mm...................................................................................................................................................................................... | [17 empty] | 430.42 |  |  |  | 16.69 |  |  | 20.42 | 31.13 |  | 36272 |  |  |  | 36272 | 430.42 16.69 20.42 31.13 36272 | 430.42 | 16.69 | 20.42 | 31.13 | 430.42 | 16.69 | 20.42 | 31.13
36273 | 36273 | 40 mm...................................................................................................................................................................................... | [17 empty] | 515.22 |  |  |  | 17.35 |  |  | 21.01 | 32.98 |  | 36273 |  |  |  | 36273 | 515.22 17.35 21.01 32.98 36273 | 515.22 | 17.35 | 21.01 | 32.98 | 515.22 | 17.35 | 21.01 | 32.98
36274 | 36274 | 50 mm...................................................................................................................................................................................... | [17 empty] | 1,081.79 |  |  |  | 17.71 |  |  | 21.79 | 35.17 |  | 36274 |  |  |  | 36274 | 1,081.79 17.71 21.79 35.17 36274 | 1081.79 | 17.71 | 21.79 | 35.17 | 1081.79 | 17.71 | 21.79 | 35.17
36275 | 36275 | 65 mm...................................................................................................................................................................................... | [17 empty] | 1,696.18 |  |  |  | 18.91 |  |  | 22.70 | 37.52 |  | 36275 |  |  |  | 36275 | 1,696.18 18.91 22.70 37.52 36275 | 1696.18 | 18.91 | 22.7 | 37.52 | 1696.18 | 18.91 | 22.7 | 37.52
36276 | 36276 | 80 mm...................................................................................................................................................................................... | [17 empty] | 3,023.74 |  |  |  | 20.01 |  |  | 24.05 | 39.28 |  | 36276 |  |  |  | 36276 | 3,023.74 20.01 24.05 39.28 36276 | 3023.74 | 20.01 | 24.05 | 39.28 | 3023.74 | 20.01 | 24.05 | 39.28
36277 | 36277 | 100 mm.................................................................................................................................................................................... | [17 empty] | 4,700.67 |  |  |  | 23.17 |  |  | 26.78 | 44.23 |  | 36277 |  |  |  | 36277 | 4,700.67 23.17 26.78 44.23 36277 | 4700.67 | 23.17 | 26.78 | 44.23 | 4700.67 | 23.17 | 26.78 | 44.23
36278 | 36278 | 150 mm.................................................................................................................................................................................... | [17 empty] | 7,053.38 |  |  |  | 31.58 |  |  | 46.42 | 71.14 |  | 36278 |  |  |  | 36278 | 7,053.38 31.58 46.42 71.14 36278 | 7053.38 | 31.58 | 46.42 | 71.14 | 7053.38 | 31.58 | 46.42 | 71.14
Chilled water valves c/w 50 mm phenolic foam insulation
Chilled water gate valves c/w filled galvanized steel split boxes : -
Each
36279 | 36279 | n.e. 20 mm .............................................................................................................................................................................. | [17 empty] | 202.32 |  |  |  | 25.08 |  |  | 30.72 | 37.26 |  | 36279 |  |  |  | 36279 | 202.32 25.08 30.72 37.26 36279 | 202.32 | 25.08 | 30.72 | 37.26 | 202.32 | 25.08 | 30.72 | 37.26
36280 | 36280 | 25 mm...................................................................................................................................................................................... | [17 empty] | 243.96 |  |  |  | 25.50 |  |  | 31.45 | 40.78 |  | 36280 |  |  |  | 36280 | 243.96 25.50 31.45 40.78 36280 | 243.96 | 25.5 | 31.45 | 40.78 | 243.96 | 25.5 | 31.45 | 40.78
36281 | 36281 | 32 mm...................................................................................................................................................................................... | [17 empty] | 317.95 |  |  |  | 25.92 |  |  | 31.90 | 43.85 |  | 36281 |  |  |  | 36281 | 317.95 25.92 31.90 43.85 36281 | 317.95 | 25.92 | 31.9 | 43.85 | 317.95 | 25.92 | 31.9 | 43.85
36282 | 36282 | 40 mm...................................................................................................................................................................................... | [17 empty] | 391.93 |  |  |  | 26.51 |  |  | 32.33 | 47.31 |  | 36282 |  |  |  | 36282 | 391.93 26.51 32.33 47.31 36282 | 391.93 | 26.51 | 32.33 | 47.31 | 391.93 | 26.51 | 32.33 | 47.31
36283 | 36283 | 50 mm...................................................................................................................................................................................... | [17 empty] | 609.90 |  |  |  | 27.63 |  |  | 33.39 | 50.51 |  | 36283 |  |  |  | 36283 | 609.90 27.63 33.39 50.51 36283 | 609.9 | 27.63 | 33.39 | 50.51 | 609.9 | 27.63 | 33.39 | 50.51
36284 | 36284 | 65 mm...................................................................................................................................................................................... | [17 empty] | 1,170.62 |  |  |  | 29.18 |  |  | 34.40 | 53.80 |  | 36284 |  |  |  | 36284 | 1,170.62 29.18 34.40 53.80 36284 | 1170.62 | 29.18 | 34.4 | 53.8 | 1170.62 | 29.18 | 34.4 | 53.8
36285 | 36285 | 80 mm...................................................................................................................................................................................... | [17 empty] | 1,359.92 |  |  |  | 30.71 |  |  | 36.59 | 57.10 |  | 36285 |  |  |  | 36285 | 1,359.92 30.71 36.59 57.10 36285 | 1359.92 | 30.71 | 36.59 | 57.1 | 1359.92 | 30.71 | 36.59 | 57.1
36286 | 36286 | 100 mm.................................................................................................................................................................................... | [17 empty] | 1,623.93 |  |  |  | 32.42 |  |  | 38.23 | 59.21 |  | 36286 |  |  |  | 36286 | 1,623.93 32.42 38.23 59.21 36286 | 1623.93 | 32.42 | 38.23 | 59.21 | 1623.93 | 32.42 | 38.23 | 59.21
36287 | 36287 | 150 mm.................................................................................................................................................................................... | [17 empty] | 2,853.69 |  |  |  | 41.12 |  |  | 47.04 | 72.16 |  | 36287 |  |  |  | 36287 | 2,853.69 41.12 47.04 72.16 36287 | 2853.69 | 41.12 | 47.04 | 72.16 | 2853.69 | 41.12 | 47.04 | 72.16
36/27
36 | 36 | HEATING, VENTILATION AND AIR-CONDITIONING - PIPEWORK | [18 empty] | 36
| Item | Item
VALVE, PIPE WORKS AND ACCESSORIES (CONT'D)
| Take | [24 empty] | Take
| Supply | [22 empty] | down |  | down |  | Fix
| Chilled water valves c/w 50 mm phenolic foam insulation (Cont'd) | [16 empty] | and | [5 empty] | and |  | and set |  | only
| fix | [22 empty] | clear |  | aside for
| Chilled water check valves c/w filled galvanized steel split boxes : - | [16 empty] | away | [7 empty] | re-use
| A | [22 empty] | B |  | C |  | D
| Each |  |  | $ | [19 empty] | $ |  | $ |  | $
36288 | 36288 | n.e. 20 mm .............................................................................................................................................................................. | [17 empty] | 295.49 |  |  |  | 25.08 |  |  | 30.72 | 37.26 |  | 36288 |  |  |  | 36288 | 295.49 25.08 30.72 37.26 36288 | 295.49 | 25.08 | 30.72 | 37.26 | 295.49 | 25.08 | 30.72 | 37.26
36289 | 36289 | 25 mm...................................................................................................................................................................................... | [17 empty] | 319.88 |  |  |  | 25.50 |  |  | 31.45 | 40.78 |  | 36289 |  |  |  | 36289 | 319.88 25.50 31.45 40.78 36289 | 319.88 | 25.5 | 31.45 | 40.78 | 319.88 | 25.5 | 31.45 | 40.78
36290 | 36290 | 32 mm...................................................................................................................................................................................... | [17 empty] | 367.05 |  |  |  | 25.92 |  |  | 31.90 | 43.85 |  | 36290 |  |  |  | 36290 | 367.05 25.92 31.90 43.85 36290 | 367.05 | 25.92 | 31.9 | 43.85 | 367.05 | 25.92 | 31.9 | 43.85
36291 | 36291 | 40 mm...................................................................................................................................................................................... | [17 empty] | 452.44 |  |  |  | 26.51 |  |  | 32.33 | 47.31 |  | 36291 |  |  |  | 36291 | 452.44 26.51 32.33 47.31 36291 | 452.44 | 26.51 | 32.33 | 47.31 | 452.44 | 26.51 | 32.33 | 47.31
36292 | 36292 | 50 mm...................................................................................................................................................................................... | [17 empty] | 578.99 |  |  |  | 27.63 |  |  | 33.39 | 50.51 |  | 36292 |  |  |  | 36292 | 578.99 27.63 33.39 50.51 36292 | 578.99 | 27.63 | 33.39 | 50.51 | 578.99 | 27.63 | 33.39 | 50.51
36293 | 36293 | 65 mm...................................................................................................................................................................................... | [17 empty] | 620.34 |  |  |  | 29.18 |  |  | 34.40 | 53.80 |  | 36293 |  |  |  | 36293 | 620.34 29.18 34.40 53.80 36293 | 620.34 | 29.18 | 34.4 | 53.8 | 620.34 | 29.18 | 34.4 | 53.8
36294 | 36294 | 80 mm...................................................................................................................................................................................... | [17 empty] | 739.90 |  |  |  | 30.71 |  |  | 36.59 | 57.10 |  | 36294 |  |  |  | 36294 | 739.90 30.71 36.59 57.10 36294 | 739.9 | 30.71 | 36.59 | 57.1 | 739.9 | 30.71 | 36.59 | 57.1
36295 | 36295 | 100 mm.................................................................................................................................................................................... | [17 empty] | 1,188.18 |  |  |  | 32.42 |  |  | 38.23 | 59.21 |  | 36295 |  |  |  | 36295 | 1,188.18 32.42 38.23 59.21 36295 | 1188.18 | 32.42 | 38.23 | 59.21 | 1188.18 | 32.42 | 38.23 | 59.21
36296 | 36296 | 150 mm.................................................................................................................................................................................... | [17 empty] | 1,946.62 |  |  |  | 41.12 |  |  | 47.04 | 72.16 |  | 36296 |  |  |  | 36296 | 1,946.62 41.12 47.04 72.16 36296 | 1946.62 | 41.12 | 47.04 | 72.16 | 1946.62 | 41.12 | 47.04 | 72.16
Chilled water globe valves c/w filled galvanized steel split boxes : -
Each
36297 | 36297 | n.e. 20 mm .............................................................................................................................................................................. | [17 empty] | 378.17 |  |  |  | 25.08 |  |  | 30.72 | 37.26 |  | 36297 |  |  |  | 36297 | 378.17 25.08 30.72 37.26 36297 | 378.17 | 25.08 | 30.72 | 37.26 | 378.17 | 25.08 | 30.72 | 37.26
36298 | 36298 | 25 mm...................................................................................................................................................................................... | [17 empty] | 436.60 |  |  |  | 25.50 |  |  | 31.45 | 40.78 |  | 36298 |  |  |  | 36298 | 436.60 25.50 31.45 40.78 36298 | 436.6 | 25.5 | 31.45 | 40.78 | 436.6 | 25.5 | 31.45 | 40.78
36299 | 36299 | 32 mm...................................................................................................................................................................................... | [17 empty] | 447.13 |  |  |  | 25.92 |  |  | 31.90 | 43.85 |  | 36299 |  |  |  | 36299 | 447.13 25.92 31.90 43.85 36299 | 447.13 | 25.92 | 31.9 | 43.85 | 447.13 | 25.92 | 31.9 | 43.85
36300 | 36300 | 40 mm...................................................................................................................................................................................... | [17 empty] | 572.19 |  |  |  | 26.51 |  |  | 32.33 | 47.31 |  | 36300 |  |  |  | 36300 | 572.19 26.51 32.33 47.31 36300 | 572.19 | 26.51 | 32.33 | 47.31 | 572.19 | 26.51 | 32.33 | 47.31
36301 | 36301 | 50 mm...................................................................................................................................................................................... | [17 empty] | 809.23 |  |  |  | 27.63 |  |  | 33.39 | 50.51 |  | 36301 |  |  |  | 36301 | 809.23 27.63 33.39 50.51 36301 | 809.23 | 27.63 | 33.39 | 50.51 | 809.23 | 27.63 | 33.39 | 50.51
36302 | 36302 | 65 mm...................................................................................................................................................................................... | [17 empty] | 970.43 |  |  |  | 29.18 |  |  | 34.40 | 53.80 |  | 36302 |  |  |  | 36302 | 970.43 29.18 34.40 53.80 36302 | 970.43 | 29.18 | 34.4 | 53.8 | 970.43 | 29.18 | 34.4 | 53.8
36303 | 36303 | 80 mm...................................................................................................................................................................................... | [17 empty] | 1,243.10 |  |  |  | 30.71 |  |  | 36.59 | 57.10 |  | 36303 |  |  |  | 36303 | 1,243.10 30.71 36.59 57.10 36303 | 1243.1 | 30.71 | 36.59 | 57.1 | 1243.1 | 30.71 | 36.59 | 57.1
36304 | 36304 | 100 mm.................................................................................................................................................................................... | [17 empty] | 1,626.20 |  |  |  | 32.42 |  |  | 38.23 | 59.21 |  | 36304 |  |  |  | 36304 | 1,626.20 32.42 38.23 59.21 36304 | 1626.2 | 32.42 | 38.23 | 59.21 | 1626.2 | 32.42 | 38.23 | 59.21
36305 | 36305 | 150 mm.................................................................................................................................................................................... | [17 empty] | 2,893.30 |  |  |  | 41.12 |  |  | 47.04 | 72.16 |  | 36305 |  |  |  | 36305 | 2,893.30 41.12 47.04 72.16 36305 | 2893.3 | 41.12 | 47.04 | 72.16 | 2893.3 | 41.12 | 47.04 | 72.16
36/28
36 | 36 | HEATING, VENTILATION AND AIR-CONDITIONING - PIPEWORK | [18 empty] | 36
| Item | Item
VALVE, PIPE WORKS AND ACCESSORIES (CONT'D)
| Take | [24 empty] | Take
| Supply | [22 empty] | down |  | down |  | Fix
| Chilled water valves c/w 50 mm phenolic foam insulation (Cont'd) | [16 empty] | and | [5 empty] | and |  | and set |  | only
| fix | [22 empty] | clear |  | aside for
| Chilled water 3 way modulating control valve c/w electric motors couplings, unions, | [17 empty] | away | [6 empty] | re-use
adapters and filled galvanized steel split box : -
| A | [22 empty] | B |  | C |  | D
| Each |  |  | $ | [19 empty] | $ |  | $ |  | $
36306 | 36306 | n.e. 20 mm .............................................................................................................................................................................. | [17 empty] | 442.42 |  |  |  | 20.07 |  |  | 24.50 | 31.79 |  | 36306 |  |  |  | 36306 | 442.42 20.07 24.50 31.79 36306 | 442.42 | 20.07 | 24.5 | 31.79 | 442.42 | 20.07 | 24.5 | 31.79
36307 | 36307 | 25 mm...................................................................................................................................................................................... | [17 empty] | 558.53 |  |  |  | 20.64 |  |  | 25.23 | 34.48 |  | 36307 |  |  |  | 36307 | 558.53 20.64 25.23 34.48 36307 | 558.53 | 20.64 | 25.23 | 34.48 | 558.53 | 20.64 | 25.23 | 34.48
36308 | 36308 | 32 mm...................................................................................................................................................................................... | [17 empty] | 984.79 |  |  |  | 31.49 |  |  | 38.59 | 53.21 |  | 36308 |  |  |  | 36308 | 984.79 31.49 38.59 53.21 36308 | 984.79 | 31.49 | 38.59 | 53.21 | 984.79 | 31.49 | 38.59 | 53.21
36309 | 36309 | 40 mm...................................................................................................................................................................................... | [17 empty] | 1,609.41 |  |  |  | 32.07 |  |  | 39.17 | 57.43 |  | 36309 |  |  |  | 36309 | 1,609.41 32.07 39.17 57.43 36309 | 1609.41 | 32.07 | 39.17 | 57.43 | 1609.41 | 32.07 | 39.17 | 57.43
36310 | 36310 | 50 mm...................................................................................................................................................................................... | [17 empty] | 2,104.68 |  |  |  | 33.35 |  |  | 40.56 | 61.54 |  | 36310 |  |  |  | 36310 | 2,104.68 33.35 40.56 61.54 36310 | 2104.68 | 33.35 | 40.56 | 61.54 | 2104.68 | 33.35 | 40.56 | 61.54
36311 | 36311 | 65 mm...................................................................................................................................................................................... | [17 empty] | 4,708.48 |  |  |  | 34.10 |  |  | 41.90 | 64.32 |  | 36311 |  |  |  | 36311 | 4,708.48 34.10 41.90 64.32 36311 | 4708.48 | 34.1 | 41.9 | 64.32 | 4708.48 | 34.1 | 41.9 | 64.32
36312 | 36312 | 80 mm...................................................................................................................................................................................... | [17 empty] | 6,812.01 |  |  |  | 37.47 |  |  | 44.63 | 69.81 |  | 36312 |  |  |  | 36312 | 6,812.01 37.47 44.63 69.81 36312 | 6812.01 | 37.47 | 44.63 | 69.81 | 6812.01 | 37.47 | 44.63 | 69.81
36313 | 36313 | 100 mm.................................................................................................................................................................................... | [17 empty] | 9,608.06 |  |  |  | 39.55 |  |  | 46.70 | 72.75 |  | 36313 |  |  |  | 36313 | 9,608.06 39.55 46.70 72.75 36313 | 9608.06 | 39.55 | 46.7 | 72.75 | 9608.06 | 39.55 | 46.7 | 72.75
36314 | 36314 | 150 mm.................................................................................................................................................................................... | [17 empty] | 12,883.04 |  |  |  | 41.07 |  |  | 49.72 | 78.42 |  | 36314 |  |  |  | 36314 | 12,883.04 41.07 49.72 78.42 36314 | 12883.04 | 41.07 | 49.72 | 78.42 | 12883.04 | 41.07 | 49.72 | 78.42
Chilled water 3 way, 2 position electric control valve c/w motor, couplings, unions,
adapters and filled galvanized steel split boxes : -
Each
36315 | 36315 | n.e. 20 mm .............................................................................................................................................................................. | [17 empty] | 391.49 |  |  |  | 20.07 |  |  | 24.50 | 31.79 |  | 36315 |  |  |  | 36315 | 391.49 20.07 24.50 31.79 36315 | 391.49 | 20.07 | 24.5 | 31.79 | 391.49 | 20.07 | 24.5 | 31.79
36316 | 36316 | 25 mm...................................................................................................................................................................................... | [17 empty] | 505.51 |  |  |  | 20.64 |  |  | 25.23 | 34.48 |  | 36316 |  |  |  | 36316 | 505.51 20.64 25.23 34.48 36316 | 505.51 | 20.64 | 25.23 | 34.48 | 505.51 | 20.64 | 25.23 | 34.48
36317 | 36317 | 32 mm...................................................................................................................................................................................... | [17 empty] | 804.84 |  |  |  | 31.49 |  |  | 38.59 | 53.21 |  | 36317 |  |  |  | 36317 | 804.84 31.49 38.59 53.21 36317 | 804.84 | 31.49 | 38.59 | 53.21 | 804.84 | 31.49 | 38.59 | 53.21
36318 | 36318 | 40 mm...................................................................................................................................................................................... | [17 empty] | 1,193.14 |  |  |  | 32.07 |  |  | 39.17 | 57.43 |  | 36318 |  |  |  | 36318 | 1,193.14 32.07 39.17 57.43 36318 | 1193.14 | 32.07 | 39.17 | 57.43 | 1193.14 | 32.07 | 39.17 | 57.43
36319 | 36319 | 50 mm...................................................................................................................................................................................... | [17 empty] | 1,703.19 |  |  |  | 33.35 |  |  | 40.56 | 61.54 |  | 36319 |  |  |  | 36319 | 1,703.19 33.35 40.56 61.54 36319 | 1703.19 | 33.35 | 40.56 | 61.54 | 1703.19 | 33.35 | 40.56 | 61.54
36320 | 36320 | 65 mm...................................................................................................................................................................................... | [17 empty] | 3,791.39 |  |  |  | 34.10 |  |  | 41.90 | 64.32 |  | 36320 |  |  |  | 36320 | 3,791.39 34.10 41.90 64.32 36320 | 3791.39 | 34.1 | 41.9 | 64.32 | 3791.39 | 34.1 | 41.9 | 64.32
36321 | 36321 | 80 mm...................................................................................................................................................................................... | [17 empty] | 5,927.72 |  |  |  | 37.47 |  |  | 44.63 | 69.81 |  | 36321 |  |  |  | 36321 | 5,927.72 37.47 44.63 69.81 36321 | 5927.72 | 37.47 | 44.63 | 69.81 | 5927.72 | 37.47 | 44.63 | 69.81
36322 | 36322 | 100 mm.................................................................................................................................................................................... | [17 empty] | 8,755.12 |  |  |  | 39.55 |  |  | 46.70 | 72.75 |  | 36322 |  |  |  | 36322 | 8,755.12 39.55 46.70 72.75 36322 | 8755.12 | 39.55 | 46.7 | 72.75 | 8755.12 | 39.55 | 46.7 | 72.75
36323 | 36323 | 150 mm.................................................................................................................................................................................... | [17 empty] | 10,909.62 |  |  |  | 41.07 |  |  | 49.72 | 78.42 |  | 36323 |  |  |  | 36323 | 10,909.62 41.07 49.72 78.42 36323 | 10909.62 | 41.07 | 49.72 | 78.42 | 10909.62 | 41.07 | 49.72 | 78.42
36/29
36 | 36 | HEATING, VENTILATION AND AIR-CONDITIONING - PIPEWORK | [18 empty] | 36
| Item | Item
VALVE, PIPE WORKS AND ACCESSORIES (CONT'D)
| Take | [24 empty] | Take
| Supply | [22 empty] | down |  | down |  | Fix
| Chilled water valves c/w 50 mm phenolic foam insulation (Cont'd) | [16 empty] | and | [5 empty] | and |  | and set |  | only
| fix | [22 empty] | clear |  | aside for
| Chilled water 2 way electric operated solenoid valve c/w unions, adapters, filled | [16 empty] | away | [7 empty] | re-use
galvanized steel split box, insulation and finish : -
| A | [22 empty] | B |  | C |  | D
| Each |  |  | $ | [19 empty] | $ |  | $ |  | $
36324 | 36324 | n.e. 20 mm .............................................................................................................................................................................. | [17 empty] | 396.63 |  |  |  | 28.10 |  |  | 34.69 | 46.44 |  | 36324 |  |  |  | 36324 | 396.63 28.10 34.69 46.44 36324 | 396.63 | 28.1 | 34.69 | 46.44 | 396.63 | 28.1 | 34.69 | 46.44
36325 | 36325 | 25 mm...................................................................................................................................................................................... | [17 empty] | 587.46 |  |  |  | 28.59 |  |  | 35.15 | 49.75 |  | 36325 |  |  |  | 36325 | 587.46 28.59 35.15 49.75 36325 | 587.46 | 28.59 | 35.15 | 49.75 | 587.46 | 28.59 | 35.15 | 49.75
36326 | 36326 | 32 mm...................................................................................................................................................................................... | [17 empty] | 715.96 |  |  |  | 29.15 |  |  | 35.68 | 51.53 |  | 36326 |  |  |  | 36326 | 715.96 29.15 35.68 51.53 36326 | 715.96 | 29.15 | 35.68 | 51.53 | 715.96 | 29.15 | 35.68 | 51.53
36327 | 36327 | 40 mm...................................................................................................................................................................................... | [17 empty] | 1,061.35 |  |  |  | 29.79 |  |  | 36.29 | 57.43 |  | 36327 |  |  |  | 36327 | 1,061.35 29.79 36.29 57.43 36327 | 1061.35 | 29.79 | 36.29 | 57.43 | 1061.35 | 29.79 | 36.29 | 57.43
36328 | 36328 | 50 mm...................................................................................................................................................................................... | [17 empty] | 1,472.16 |  |  |  | 31.09 |  |  | 37.52 | 60.78 |  | 36328 |  |  |  | 36328 | 1,472.16 31.09 37.52 60.78 36328 | 1472.16 | 31.09 | 37.52 | 60.78 | 1472.16 | 31.09 | 37.52 | 60.78
36329 | 36329 | 65 mm...................................................................................................................................................................................... | [17 empty] | 3,223.22 |  |  |  | 31.71 |  |  | 38.75 | 62.45 |  | 36329 |  |  |  | 36329 | 3,223.22 31.71 38.75 62.45 36329 | 3223.22 | 31.71 | 38.75 | 62.45 | 3223.22 | 31.71 | 38.75 | 62.45
36330 | 36330 | 80 mm...................................................................................................................................................................................... | [17 empty] | 5,051.00 |  |  |  | 34.70 |  |  | 41.13 | 67.90 |  | 36330 |  |  |  | 36330 | 5,051.00 34.70 41.13 67.90 36330 | 5051 | 34.7 | 41.13 | 67.9 | 5051 | 34.7 | 41.13 | 67.9
36331 | 36331 | 100 mm.................................................................................................................................................................................... | [17 empty] | 7,560.60 |  |  |  | 36.37 |  |  | 42.98 | 70.65 |  | 36331 |  |  |  | 36331 | 7,560.60 36.37 42.98 70.65 36331 | 7560.6 | 36.37 | 42.98 | 70.65 | 7560.6 | 36.37 | 42.98 | 70.65
36332 | 36332 | 150 mm.................................................................................................................................................................................... | [17 empty] | 11,342.11 |  |  |  | 43.36 |  |  | 51.16 | 84.34 |  | 36332 |  |  |  | 36332 | 11,342.11 43.36 51.16 84.34 36332 | 11342.11 | 43.36 | 51.16 | 84.34 | 11342.11 | 43.36 | 51.16 | 84.34
Chilled water double regulating valve c/w metering station, insulation and finish,
filled galvanized iron split boxes : -
Each
36333 | 36333 | 40 mm...................................................................................................................................................................................... | [17 empty] | 923.93 |  |  |  | 29.79 |  |  | 36.29 | 57.43 |  | 36333 |  |  |  | 36333 | 923.93 29.79 36.29 57.43 36333 | 923.93 | 29.79 | 36.29 | 57.43 | 923.93 | 29.79 | 36.29 | 57.43
36334 | 36334 | 50 mm...................................................................................................................................................................................... | [17 empty] | 1,221.77 |  |  |  | 31.09 |  |  | 37.52 | 60.78 |  | 36334 |  |  |  | 36334 | 1,221.77 31.09 37.52 60.78 36334 | 1221.77 | 31.09 | 37.52 | 60.78 | 1221.77 | 31.09 | 37.52 | 60.78
36335 | 36335 | 65 mm...................................................................................................................................................................................... | [17 empty] | 2,561.49 |  |  |  | 31.71 |  |  | 38.75 | 62.45 |  | 36335 |  |  |  | 36335 | 2,561.49 31.71 38.75 62.45 36335 | 2561.49 | 31.71 | 38.75 | 62.45 | 2561.49 | 31.71 | 38.75 | 62.45
36336 | 36336 | 80 mm...................................................................................................................................................................................... | [17 empty] | 3,944.40 |  |  |  | 34.70 |  |  | 41.13 | 67.90 |  | 36336 |  |  |  | 36336 | 3,944.40 34.70 41.13 67.90 36336 | 3944.4 | 34.7 | 41.13 | 67.9 | 3944.4 | 34.7 | 41.13 | 67.9
36337 | 36337 | 100 mm.................................................................................................................................................................................... | [17 empty] | 4,152.74 |  |  |  | 36.37 |  |  | 42.98 | 70.65 |  | 36337 |  |  |  | 36337 | 4,152.74 36.37 42.98 70.65 36337 | 4152.74 | 36.37 | 42.98 | 70.65 | 4152.74 | 36.37 | 42.98 | 70.65
36338 | 36338 | 150 mm.................................................................................................................................................................................... | [17 empty] | 4,897.28 |  |  |  | 41.57 |  |  | 47.04 | 75.87 |  | 36338 |  |  |  | 36338 | 4,897.28 41.57 47.04 75.87 36338 | 4897.28 | 41.57 | 47.04 | 75.87 | 4897.28 | 41.57 | 47.04 | 75.87
Pressure reducing valve : -
Each
36339 | 36339 | 15 mm or below...................................................................................................................................................................... | [17 empty] | 595.14 |  |  |  | 16.56 |  |  | 20.45 | 25.02 |  | 36339 |  |  |  | 36339 | 595.14 16.56 20.45 25.02 36339 | 595.14 | 16.56 | 20.45 | 25.02 | 595.14 | 16.56 | 20.45 | 25.02
36340 | 36340 | 20 mm...................................................................................................................................................................................... | [17 empty] | 739.49 |  |  |  | 16.92 |  |  | 20.88 | 29.07 |  | 36340 |  |  |  | 36340 | 739.49 16.92 20.88 29.07 36340 | 739.49 | 16.92 | 20.88 | 29.07 | 739.49 | 16.92 | 20.88 | 29.07
36341 | 36341 | 25 mm...................................................................................................................................................................................... | [17 empty] | 861.48 |  |  |  | 17.27 |  |  | 21.23 | 30.65 |  | 36341 |  |  |  | 36341 | 861.48 17.27 21.23 30.65 36341 | 861.48 | 17.27 | 21.23 | 30.65 | 861.48 | 17.27 | 21.23 | 30.65
36342 | 36342 | 32 mm...................................................................................................................................................................................... | [17 empty] | 1,075.81 |  |  |  | 17.71 |  |  | 21.84 | 33.92 |  | 36342 |  |  |  | 36342 | 1,075.81 17.71 21.84 33.92 36342 | 1075.81 | 17.71 | 21.84 | 33.92 | 1075.81 | 17.71 | 21.84 | 33.92
36343 | 36343 | 40 mm...................................................................................................................................................................................... | [17 empty] | 1,273.30 |  |  |  | 18.13 |  |  | 22.20 | 36.37 |  | 36343 |  |  |  | 36343 | 1,273.30 18.13 22.20 36.37 36343 | 1273.3 | 18.13 | 22.2 | 36.37 | 1273.3 | 18.13 | 22.2 | 36.37
36/30
36 | 36 | HEATING, VENTILATION AND AIR-CONDITIONING - PIPEWORK | [18 empty] | 36
| Item | Item
VALVE, PIPE WORKS AND ACCESSORIES (CONT'D)
| Take | [24 empty] | Take
| Supply | [22 empty] | down |  | down |  | Fix
| Chilled water valves c/w 50 mm phenolic foam insulation (Cont'd) | [16 empty] | and | [5 empty] | and |  | and set |  | only
| fix | [22 empty] | clear |  | aside for
| Balancing valve : - |  |  |  |  | away | [19 empty] | re-use
| A | [22 empty] | B |  | C |  | D
| Each |  |  | $ | [19 empty] | $ |  | $ |  | $
36344 | 36344 | n.e. 20 mm .............................................................................................................................................................................. | [17 empty] | 384.27 |  |  |  | 16.39 |  |  | 19.95 | 27.39 |  | 36344 |  |  |  | 36344 | 384.27 16.39 19.95 27.39 36344 | 384.27 | 16.39 | 19.95 | 27.39 | 384.27 | 16.39 | 19.95 | 27.39
36345 | 36345 | 25 mm...................................................................................................................................................................................... | [17 empty] | 412.98 |  |  |  | 16.91 |  |  | 20.74 | 29.55 |  | 36345 |  |  |  | 36345 | 412.98 16.91 20.74 29.55 36345 | 412.98 | 16.91 | 20.74 | 29.55 | 412.98 | 16.91 | 20.74 | 29.55
36346 | 36346 | 32 mm...................................................................................................................................................................................... | [17 empty] | 526.25 |  |  |  | 20.68 |  |  | 25.41 | 37.84 |  | 36346 |  |  |  | 36346 | 526.25 20.68 25.41 37.84 36346 | 526.25 | 20.68 | 25.41 | 37.84 | 526.25 | 20.68 | 25.41 | 37.84
36347 | 36347 | 40 mm...................................................................................................................................................................................... | [17 empty] | 582.78 |  |  |  | 21.15 |  |  | 25.84 | 40.66 |  | 36347 |  |  |  | 36347 | 582.78 21.15 25.84 40.66 36347 | 582.78 | 21.15 | 25.84 | 40.66 | 582.78 | 21.15 | 25.84 | 40.66
36348 | 36348 | 50 mm...................................................................................................................................................................................... | [17 empty] | 692.28 |  |  |  | 22.06 |  |  | 26.69 | 43.40 |  | 36348 |  |  |  | 36348 | 692.28 22.06 26.69 43.40 36348 | 692.28 | 22.06 | 26.69 | 43.4 | 692.28 | 22.06 | 26.69 | 43.4
36349 | 36349 | 65 mm...................................................................................................................................................................................... | [17 empty] | 1,397.01 |  |  |  | 22.50 |  |  | 27.53 | 45.25 |  | 36349 |  |  |  | 36349 | 1,397.01 22.50 27.53 45.25 36349 | 1397.01 | 22.5 | 27.53 | 45.25 | 1397.01 | 22.5 | 27.53 | 45.25
36350 | 36350 | 80 mm...................................................................................................................................................................................... | [17 empty] | 2,229.18 |  |  |  | 24.67 |  |  | 29.29 | 49.05 |  | 36350 |  |  |  | 36350 | 2,229.18 24.67 29.29 49.05 36350 | 2229.18 | 24.67 | 29.29 | 49.05 | 2229.18 | 24.67 | 29.29 | 49.05
36351 | 36351 | 100 mm.................................................................................................................................................................................... | [17 empty] | 4,060.94 |  |  |  | 25.93 |  |  | 30.61 | 50.95 |  | 36351 |  |  |  | 36351 | 4,060.94 25.93 30.61 50.95 36351 | 4060.94 | 25.93 | 30.61 | 50.95 | 4060.94 | 25.93 | 30.61 | 50.95
36352 | 36352 | 150 mm.................................................................................................................................................................................... | [17 empty] | 6,242.90 |  |  |  | 33.00 |  |  | 37.79 | 62.99 |  | 36352 |  |  |  | 36352 | 6,242.90 33.00 37.79 62.99 36352 | 6242.9 | 33 | 37.79 | 62.99 | 6242.9 | 33 | 37.79 | 62.99
Chilled water pipe work accessories : -
Each
36353 | 36353 | Water flow switch................................................................................................................................................................... | [17 empty] | 683.99 |  |  |  | 4.34 |  |  | 6.25 | 11.47 |  | 36353 |  |  |  | 36353 | 683.99 4.34 6.25 11.47 36353 | 683.99 | 4.34 | 6.25 | 11.47 | 683.99 | 4.34 | 6.25 | 11.47
36354 | 36354 | Direct reading type electromagnetic/ultrasonic water flow meter c/w flow sensor, an integral
| signal converter/transmitter and a digital display unit........................................................................................................... | [18 empty] | 6,835.49 |  |  |  | 32.67 |  |  | 33.58 | 60.85 |  | 36354 |  |  |  | 36354 | 6,835.49 32.67 33.58 60.85 36354 | 6835.49 | 32.67 | 33.58 | 60.85 | 6835.49 | 32.67 | 33.58 | 60.85
36355 | 36355 | Pressure gauge & cock............................................................................................................................................................ | [17 empty] | 178.46 |  |  |  | 4.34 |  |  | 6.25 | 11.47 |  | 36355 |  |  |  | 36355 | 178.46 4.34 6.25 11.47 36355 | 178.46 | 4.34 | 6.25 | 11.47 | 178.46 | 4.34 | 6.25 | 11.47
36356 | 36356 | Thermometer & stainless steel thermometer well.................................................................................................................. | [17 empty] | 2,318.15 |  |  |  | 15.54 |  |  | 18.79 | 40.87 |  | 36356 |  |  |  | 36356 | 2,318.15 15.54 18.79 40.87 36356 | 2318.15 | 15.54 | 18.79 | 40.87 | 2318.15 | 15.54 | 18.79 | 40.87
36357 | 36357 | Low temperature cutout thermostat with manual reset.......................................................................................................... | [17 empty] | 278.39 |  |  |  | 4.34 |  |  | 6.25 | 11.47 |  | 36357 |  |  |  | 36357 | 278.39 4.34 6.25 11.47 36357 | 278.39 | 4.34 | 6.25 | 11.47 | 278.39 | 4.34 | 6.25 | 11.47
Gate valve for sea water application 316 stainless steel : -
Each
36358 | 36358 | 25 mm...................................................................................................................................................................................... | [17 empty] | 809.25 |  |  |  | 20.18 |  |  | 24.82 | 34.53 |  | 36358 |  |  |  | 36358 | 809.25 20.18 24.82 34.53 36358 | 809.25 | 20.18 | 24.82 | 34.53 | 809.25 | 20.18 | 24.82 | 34.53
36359 | 36359 | 32 mm ..................................................................................................................................................................................... | [17 empty] | 860.59 |  |  |  | 20.68 |  |  | 25.41 | 37.84 |  | 36359 |  |  |  | 36359 | 860.59 20.68 25.41 37.84 36359 | 860.59 | 20.68 | 25.41 | 37.84 | 860.59 | 20.68 | 25.41 | 37.84
36360 | 36360 | 40 mm...................................................................................................................................................................................... | [17 empty] | 945.52 |  |  |  | 21.15 |  |  | 25.84 | 40.66 |  | 36360 |  |  |  | 36360 | 945.52 21.15 25.84 40.66 36360 | 945.52 | 21.15 | 25.84 | 40.66 | 945.52 | 21.15 | 25.84 | 40.66
36361 | 36361 | 50 mm...................................................................................................................................................................................... | [17 empty] | 1,034.83 |  |  |  | 22.06 |  |  | 26.69 | 43.40 |  | 36361 |  |  |  | 36361 | 1,034.83 22.06 26.69 43.40 36361 | 1034.83 | 22.06 | 26.69 | 43.4 | 1034.83 | 22.06 | 26.69 | 43.4
36362 | 36362 | 65 mm...................................................................................................................................................................................... | [17 empty] | 1,148.10 |  |  |  | 22.50 |  |  | 27.53 | 45.25 |  | 36362 |  |  |  | 36362 | 1,148.10 22.50 27.53 45.25 36362 | 1148.1 | 22.5 | 27.53 | 45.25 | 1148.1 | 22.5 | 27.53 | 45.25
36/31
36 | 36 | HEATING, VENTILATION AND AIR-CONDITIONING - PIPEWORK | [18 empty] | 36
| Item | Item
| VALVE, PIPE WORKS AND ACCESSORIES (CONT'D) | [16 empty] | Take | [7 empty] | Take
| Supply | [22 empty] | down |  | down |  | Fix
| and | [22 empty] | and |  | and set |  | only
| Gate valve for sea water application 316 stainless steel : - (Cont'd) | [16 empty] | fix | [5 empty] | clear |  | aside for
| away | [24 empty] | re-use
| A | [22 empty] | B |  | C |  | D
| Each |  |  | $ | [19 empty] | $ |  | $ |  | $
36363 | 36363 | 80 mm...................................................................................................................................................................................... | [17 empty] | 1,334.54 |  |  |  | 24.67 |  |  | 29.29 | 49.05 |  | 36363 |  |  |  | 36363 | 1,334.54 24.67 29.29 49.05 36363 | 1334.54 | 24.67 | 29.29 | 49.05 | 1334.54 | 24.67 | 29.29 | 49.05
36364 | 36364 | 100 mm.................................................................................................................................................................................... | [17 empty] | 1,849.30 |  |  |  | 25.93 |  |  | 30.61 | 50.95 |  | 36364 |  |  |  | 36364 | 1,849.30 25.93 30.61 50.95 36364 | 1849.3 | 25.93 | 30.61 | 50.95 | 1849.3 | 25.93 | 30.61 | 50.95
36365 | 36365 | 125 mm.................................................................................................................................................................................... | [17 empty] | 2,417.12 |  |  |  | 29.07 |  |  | 32.86 | 56.04 |  | 36365 |  |  |  | 36365 | 2,417.12 29.07 32.86 56.04 36365 | 2417.12 | 29.07 | 32.86 | 56.04 | 2417.12 | 29.07 | 32.86 | 56.04
36366 | 36366 | 150 mm.................................................................................................................................................................................... | [17 empty] | 2,983.78 |  |  |  | 33.00 |  |  | 37.79 | 62.99 |  | 36366 |  |  |  | 36366 | 2,983.78 33.00 37.79 62.99 36366 | 2983.78 | 33 | 37.79 | 62.99 | 2983.78 | 33 | 37.79 | 62.99
36367 | 36367 | 200 mm.................................................................................................................................................................................... | [17 empty] | 5,219.64 |  |  |  | 39.55 |  |  | 44.38 | 72.64 |  | 36367 |  |  |  | 36367 | 5,219.64 39.55 44.38 72.64 36367 | 5219.64 | 39.55 | 44.38 | 72.64 | 5219.64 | 39.55 | 44.38 | 72.64
Globe valve for sea water application 316 stainless steel : -
Each
36368 | 36368 | 25 mm...................................................................................................................................................................................... | [17 empty] | 595.59 |  |  |  | 20.18 |  |  | 24.82 | 34.53 |  | 36368 |  |  |  | 36368 | 595.59 20.18 24.82 34.53 36368 | 595.59 | 20.18 | 24.82 | 34.53 | 595.59 | 20.18 | 24.82 | 34.53
36369 | 36369 | 32 mm ..................................................................................................................................................................................... | [17 empty] | 718.66 |  |  |  | 20.68 |  |  | 25.41 | 37.84 |  | 36369 |  |  |  | 36369 | 718.66 20.68 25.41 37.84 36369 | 718.66 | 20.68 | 25.41 | 37.84 | 718.66 | 20.68 | 25.41 | 37.84
36370 | 36370 | 40 mm...................................................................................................................................................................................... | [17 empty] | 892.58 |  |  |  | 21.15 |  |  | 25.84 | 40.66 |  | 36370 |  |  |  | 36370 | 892.58 21.15 25.84 40.66 36370 | 892.58 | 21.15 | 25.84 | 40.66 | 892.58 | 21.15 | 25.84 | 40.66
36371 | 36371 | 50 mm...................................................................................................................................................................................... | [17 empty] | 1,077.31 |  |  |  | 22.06 |  |  | 26.69 | 43.40 |  | 36371 |  |  |  | 36371 | 1,077.31 22.06 26.69 43.40 36371 | 1077.31 | 22.06 | 26.69 | 43.4 | 1077.31 | 22.06 | 26.69 | 43.4
36372 | 36372 | 65 mm...................................................................................................................................................................................... | [17 empty] | 1,357.34 |  |  |  | 22.50 |  |  | 27.53 | 45.25 |  | 36372 |  |  |  | 36372 | 1,357.34 22.50 27.53 45.25 36372 | 1357.34 | 22.5 | 27.53 | 45.25 | 1357.34 | 22.5 | 27.53 | 45.25
36373 | 36373 | 80 mm...................................................................................................................................................................................... | [17 empty] | 1,618.08 |  |  |  | 24.67 |  |  | 29.29 | 49.05 |  | 36373 |  |  |  | 36373 | 1,618.08 24.67 29.29 49.05 36373 | 1618.08 | 24.67 | 29.29 | 49.05 | 1618.08 | 24.67 | 29.29 | 49.05
36374 | 36374 | 100 mm.................................................................................................................................................................................... | [17 empty] | 2,155.18 |  |  |  | 25.93 |  |  | 30.61 | 50.95 |  | 36374 |  |  |  | 36374 | 2,155.18 25.93 30.61 50.95 36374 | 2155.18 | 25.93 | 30.61 | 50.95 | 2155.18 | 25.93 | 30.61 | 50.95
36375 | 36375 | 125 mm.................................................................................................................................................................................... | [17 empty] | 2,846.50 |  |  |  | 29.07 |  |  | 32.86 | 56.04 |  | 36375 |  |  |  | 36375 | 2,846.50 29.07 32.86 56.04 36375 | 2846.5 | 29.07 | 32.86 | 56.04 | 2846.5 | 29.07 | 32.86 | 56.04
36376 | 36376 | 150 mm.................................................................................................................................................................................... | [17 empty] | 4,357.21 |  |  |  | 33.00 |  |  | 37.79 | 62.99 |  | 36376 |  |  |  | 36376 | 4,357.21 33.00 37.79 62.99 36376 | 4357.21 | 33 | 37.79 | 62.99 | 4357.21 | 33 | 37.79 | 62.99
36377 | 36377 | 200 mm.................................................................................................................................................................................... | [17 empty] | 7,785.54 |  |  |  | 39.55 |  |  | 44.38 | 72.64 |  | 36377 |  |  |  | 36377 | 7,785.54 39.55 44.38 72.64 36377 | 7785.54 | 39.55 | 44.38 | 72.64 | 7785.54 | 39.55 | 44.38 | 72.64
Swing check valve for sea water application 316 stainless steel : -
Each
36378 | 36378 | 25 mm...................................................................................................................................................................................... | [17 empty] | 425.49 |  |  |  | 20.18 |  |  | 24.82 | 34.53 |  | 36378 |  |  |  | 36378 | 425.49 20.18 24.82 34.53 36378 | 425.49 | 20.18 | 24.82 | 34.53 | 425.49 | 20.18 | 24.82 | 34.53
36379 | 36379 | 32 mm ..................................................................................................................................................................................... | [17 empty] | 475.66 |  |  |  | 20.68 |  |  | 25.41 | 37.84 |  | 36379 |  |  |  | 36379 | 475.66 20.68 25.41 37.84 36379 | 475.66 | 20.68 | 25.41 | 37.84 | 475.66 | 20.68 | 25.41 | 37.84
36380 | 36380 | 40 mm...................................................................................................................................................................................... | [17 empty] | 597.24 |  |  |  | 21.15 |  |  | 25.84 | 40.66 |  | 36380 |  |  |  | 36380 | 597.24 21.15 25.84 40.66 36380 | 597.24 | 21.15 | 25.84 | 40.66 | 597.24 | 21.15 | 25.84 | 40.66
36381 | 36381 | 50 mm...................................................................................................................................................................................... | [17 empty] | 741.00 |  |  |  | 22.06 |  |  | 26.69 | 43.40 |  | 36381 |  |  |  | 36381 | 741.00 22.06 26.69 43.40 36381 | 741 | 22.06 | 26.69 | 43.4 | 741 | 22.06 | 26.69 | 43.4
36382 | 36382 | 65 mm...................................................................................................................................................................................... | [17 empty] | 974.00 |  |  |  | 22.50 |  |  | 27.53 | 45.25 |  | 36382 |  |  |  | 36382 | 974.00 22.50 27.53 45.25 36382 | 974 | 22.5 | 27.53 | 45.25 | 974 | 22.5 | 27.53 | 45.25
36/32
36 | 36 | HEATING, VENTILATION AND AIR-CONDITIONING - PIPEWORK | [18 empty] | 36
| Item | Item
| VALVE, PIPE WORKS AND ACCESSORIES (CONT'D) | [16 empty] | Take | [7 empty] | Take
| Supply | [22 empty] | down |  | down |  | Fix
| and | [22 empty] | and |  | and set |  | only
| Swing check valve for sea water application 316 stainless steel : - (Cont'd) | [16 empty] | fix | [5 empty] | clear |  | aside for
| away | [24 empty] | re-use
| A | [22 empty] | B |  | C |  | D
| Each |  |  | $ | [19 empty] | $ |  | $ |  | $
36383 | 36383 | 80 mm...................................................................................................................................................................................... | [17 empty] | 1,142.74 |  |  |  | 24.67 |  |  | 29.29 | 49.05 |  | 36383 |  |  |  | 36383 | 1,142.74 24.67 29.29 49.05 36383 | 1142.74 | 24.67 | 29.29 | 49.05 | 1142.74 | 24.67 | 29.29 | 49.05
36384 | 36384 | 100 mm.................................................................................................................................................................................... | [17 empty] | 1,629.12 |  |  |  | 25.93 |  |  | 30.61 | 50.95 |  | 36384 |  |  |  | 36384 | 1,629.12 25.93 30.61 50.95 36384 | 1629.12 | 25.93 | 30.61 | 50.95 | 1629.12 | 25.93 | 30.61 | 50.95
36385 | 36385 | 150 mm.................................................................................................................................................................................... | [17 empty] | 2,840.01 |  |  |  | 33.00 |  |  | 37.79 | 62.99 |  | 36385 |  |  |  | 36385 | 2,840.01 33.00 37.79 62.99 36385 | 2840.01 | 33 | 37.79 | 62.99 | 2840.01 | 33 | 37.79 | 62.99
36386 | 36386 | 200 mm.................................................................................................................................................................................... | [17 empty] | 4,979.18 |  |  |  | 39.55 |  |  | 44.38 | 72.64 |  | 36386 |  |  |  | 36386 | 4,979.18 39.55 44.38 72.64 36386 | 4979.18 | 39.55 | 44.38 | 72.64 | 4979.18 | 39.55 | 44.38 | 72.64
Drain cock : -
Each
36387 | 36387 | 25 mm diameter or below....................................................................................................................................................... | [17 empty] | 202.90 |  |  |  | 20.18 |  |  | 24.82 | 34.53 |  | 36387 |  |  |  | 36387 | 202.90 20.18 24.82 34.53 36387 | 202.9 | 20.18 | 24.82 | 34.53 | 202.9 | 20.18 | 24.82 | 34.53
36388 | 36388 | 50 mm diameter....................................................................................................................................................................... | [17 empty] | 248.00 |  |  |  | 22.06 |  |  | 26.69 | 43.40 |  | 36388 |  |  |  | 36388 | 248.00 22.06 26.69 43.40 36388 | 248 | 22.06 | 26.69 | 43.4 | 248 | 22.06 | 26.69 | 43.4
Strainer : -
Each
36389 | 36389 | 32 mm diameter or below....................................................................................................................................................... | [17 empty] | 226.04 |  |  |  | 18.35 |  |  | 22.55 | 33.35 |  | 36389 |  |  |  | 36389 | 226.04 18.35 22.55 33.35 36389 | 226.04 | 18.35 | 22.55 | 33.35 | 226.04 | 18.35 | 22.55 | 33.35
36390 | 36390 | 50 mm diameter....................................................................................................................................................................... | [17 empty] | 264.56 |  |  |  | 19.58 |  |  | 23.68 | 38.26 |  | 36390 |  |  |  | 36390 | 264.56 19.58 23.68 38.26 36390 | 264.56 | 19.58 | 23.68 | 38.26 | 264.56 | 19.58 | 23.68 | 38.26
36391 | 36391 | 80 mm diameter....................................................................................................................................................................... | [17 empty] | 315.90 |  |  |  | 21.88 |  |  | 25.99 | 43.26 |  | 36391 |  |  |  | 36391 | 315.90 21.88 25.99 43.26 36391 | 315.9 | 21.88 | 25.99 | 43.26 | 315.9 | 21.88 | 25.99 | 43.26
36392 | 36392 | 100 mm diameter.................................................................................................................................................................... | [17 empty] | 344.57 |  |  |  | 23.02 |  |  | 27.18 | 44.96 |  | 36392 |  |  |  | 36392 | 344.57 23.02 27.18 44.96 36392 | 344.57 | 23.02 | 27.18 | 44.96 | 344.57 | 23.02 | 27.18 | 44.96
36393 | 36393 | 125 mm diameter.................................................................................................................................................................... | [17 empty] | 359.97 |  |  |  | 24.74 |  |  | 28.73 | 47.87 |  | 36393 |  |  |  | 36393 | 359.97 24.74 28.73 47.87 36393 | 359.97 | 24.74 | 28.73 | 47.87 | 359.97 | 24.74 | 28.73 | 47.87
36394 | 36394 | 150 mm diameter.................................................................................................................................................................... | [17 empty] | 390.08 |  |  |  | 29.29 |  |  | 33.54 | 55.51 |  | 36394 |  |  |  | 36394 | 390.08 29.29 33.54 55.51 36394 | 390.08 | 29.29 | 33.54 | 55.51 | 390.08 | 29.29 | 33.54 | 55.51
Pipework vibration isolation
Pipe flexible rubber connector : -
Each
36395 | 36395 | 50 mm...................................................................................................................................................................................... | [17 empty] | 427.12 |  |  |  | 19.58 |  |  | 23.68 | 38.26 |  | 36395 |  |  |  | 36395 | 427.12 19.58 23.68 38.26 36395 | 427.12 | 19.58 | 23.68 | 38.26 | 427.12 | 19.58 | 23.68 | 38.26
36396 | 36396 | 65 mm...................................................................................................................................................................................... | [17 empty] | 562.04 |  |  |  | 19.95 |  |  | 24.43 | 39.91 |  | 36396 |  |  |  | 36396 | 562.04 19.95 24.43 39.91 36396 | 562.04 | 19.95 | 24.43 | 39.91 | 562.04 | 19.95 | 24.43 | 39.91
36397 | 36397 | 80 mm...................................................................................................................................................................................... | [17 empty] | 640.60 |  |  |  | 21.88 |  |  | 25.99 | 43.26 |  | 36397 |  |  |  | 36397 | 640.60 21.88 25.99 43.26 36397 | 640.6 | 21.88 | 25.99 | 43.26 | 640.6 | 21.88 | 25.99 | 43.26
36398 | 36398 | 100 mm.................................................................................................................................................................................... | [17 empty] | 701.77 |  |  |  | 23.02 |  |  | 27.18 | 44.96 |  | 36398 |  |  |  | 36398 | 701.77 23.02 27.18 44.96 36398 | 701.77 | 23.02 | 27.18 | 44.96 | 701.77 | 23.02 | 27.18 | 44.96
36399 | 36399 | 125 mm.................................................................................................................................................................................... | [17 empty] | 1,075.59 |  |  |  | 26.15 |  |  | 28.73 | 50.10 |  | 36399 |  |  |  | 36399 | 1,075.59 26.15 28.73 50.10 36399 | 1075.59 | 26.15 | 28.73 | 50.1 | 1075.59 | 26.15 | 28.73 | 50.1
36400 | 36400 | 150 mm.................................................................................................................................................................................... | [17 empty] | 1,982.75 |  |  |  | 29.29 |  |  | 33.54 | 55.51 |  | 36400 |  |  |  | 36400 | 1,982.75 29.29 33.54 55.51 36400 | 1982.75 | 29.29 | 33.54 | 55.51 | 1982.75 | 29.29 | 33.54 | 55.51
36/33
36 | 36 | HEATING, VENTILATION AND AIR-CONDITIONING - PIPEWORK | [18 empty] | 36
| Item | Item
VALVE, PIPE WORKS AND ACCESSORIES (CONT'D)
| Take | [24 empty] | Take
| Supply | [22 empty] | down |  | down |  | Fix
| Pipework vibration isolation (Cont'd) | [9 empty] | and | [12 empty] | and |  | and set |  | only
| fix | [22 empty] | clear |  | aside for
| Pipe flexible metallic hose : - | [9 empty] | away | [14 empty] | re-use
| A | [22 empty] | B |  | C |  | D
| Per linear metre |  |  |  |  | $ | [17 empty] | $ |  | $ |  | $
36401 | 36401 | 50 mm...................................................................................................................................................................................... | [17 empty] | 525.77 |  |  |  | 0.97 |  |  | 1.08 | 12.49 |  | 36401 |  |  |  | 36401 | 525.77 0.97 1.08 12.49 36401 | 525.77 | 0.97 | 1.08 | 12.49 | 525.77 | 0.97 | 1.08 | 12.49
36402 | 36402 | 65 mm...................................................................................................................................................................................... | [17 empty] | 647.25 |  |  |  | 1.11 |  |  | 1.31 | 14.20 |  | 36402 |  |  |  | 36402 | 647.25 1.11 1.31 14.20 36402 | 647.25 | 1.11 | 1.31 | 14.2 | 647.25 | 1.11 | 1.31 | 14.2
36403 | 36403 | 80 mm...................................................................................................................................................................................... | [17 empty] | 724.59 |  |  |  | 1.31 |  |  | 1.40 | 16.33 |  | 36403 |  |  |  | 36403 | 724.59 1.31 1.40 16.33 36403 | 724.59 | 1.31 | 1.4 | 16.33 | 724.59 | 1.31 | 1.4 | 16.33
36404 | 36404 | 100 mm.................................................................................................................................................................................... | [17 empty] | 791.30 |  |  |  | 1.40 |  |  | 1.49 | 20.79 |  | 36404 |  |  |  | 36404 | 791.30 1.40 1.49 20.79 36404 | 791.3 | 1.4 | 1.49 | 20.79 | 791.3 | 1.4 | 1.49 | 20.79
36405 | 36405 | 125 mm.................................................................................................................................................................................... | [17 empty] | 1,187.50 |  |  |  | 1.79 |  |  | 1.98 | 24.06 |  | 36405 |  |  |  | 36405 | 1,187.50 1.79 1.98 24.06 36405 | 1187.5 | 1.79 | 1.98 | 24.06 | 1187.5 | 1.79 | 1.98 | 24.06
36406 | 36406 | 150 mm.................................................................................................................................................................................... | [17 empty] | 2,038.30 |  |  |  | 2.21 |  |  | 2.41 | 27.41 |  | 36406 |  |  |  | 36406 | 2,038.30 2.21 2.41 27.41 36406 | 2038.3 | 2.21 | 2.41 | 27.41 | 2038.3 | 2.21 | 2.41 | 27.41
Sundries : -
Each
36407 | 36407 | Chiller sequence controller including transmitter, etc........................................................................................................... | [17 empty] | 647.62 |  |  |  | 10.50 |  |  | 12.13 | 21.36 |  | 36407 |  |  |  | 36407 | 647.62 10.50 12.13 21.36 36407 | 647.62 | 10.5 | 12.13 | 21.36 | 647.62 | 10.5 | 12.13 | 21.36
36408 | 36408 | Water flow sensor c/w all necessary mounting accessories................................................................................................... | [17 empty] | 519.95 |  |  |  | 8.48 |  |  | 9.66 | 17.08 |  | 36408 |  |  |  | 36408 | 519.95 8.48 9.66 17.08 36408 | 519.95 | 8.48 | 9.66 | 17.08 | 519.95 | 8.48 | 9.66 | 17.08
36409 | 36409 | Temperature sensor................................................................................................................................................................. | [17 empty] | 222.80 |  |  |  | 8.48 |  |  | 9.66 | 18.41 |  | 36409 |  |  |  | 36409 | 222.80 8.48 9.66 18.41 36409 | 222.8 | 8.48 | 9.66 | 18.41 | 222.8 | 8.48 | 9.66 | 18.41
36410 | 36410 | Sail switch............................................................................................................................................................................... | [17 empty] | 242.66 |  |  |  | 7.64 |  |  | 9.19 | 16.02 |  | 36410 |  |  |  | 36410 | 242.66 7.64 9.19 16.02 36410 | 242.66 | 7.64 | 9.19 | 16.02 | 242.66 | 7.64 | 9.19 | 16.02
36411 | 36411 | Electromagnetic flow meter c/w digital display unit.............................................................................................................. | [17 empty] | 3,765.00 |  |  |  | 72.85 |  |  | 104.80 | 226.50 |  | 36411 |  |  |  | 36411 | 3,765.00 72.85 104.80 226.50 36411 | 3765 | 72.85 | 104.8 | 226.5 | 3765 | 72.85 | 104.8 | 226.5
36412 | 36412 | Chemical storage tank............................................................................................................................................................. | [17 empty] | 5,944.47 |  |  |  | 63.58 |  |  | 97.29 | 168.49 |  | 36412 |  |  |  | 36412 | 5,944.47 63.58 97.29 168.49 36412 | 5944.47 | 63.58 | 97.29 | 168.49 | 5944.47 | 63.58 | 97.29 | 168.49
36413 | 36413 | Chemical feed pump............................................................................................................................................................... | [17 empty] | 4,120.75 |  |  |  | 54.80 |  |  | 77.54 | 152.63 |  | 36413 |  |  |  | 36413 | 4,120.75 54.80 77.54 152.63 36413 | 4120.75 | 54.8 | 77.54 | 152.63 | 4120.75 | 54.8 | 77.54 | 152.63
36414 | 36414 | Manual air vent....................................................................................................................................................................... | [17 empty] | 94.14 |  |  |  | 13.74 |  |  | 15.58 | 28.44 |  | 36414 |  |  |  | 36414 | 94.14 13.74 15.58 28.44 36414 | 94.14 | 13.74 | 15.58 | 28.44 | 94.14 | 13.74 | 15.58 | 28.44
36415 | 36415 | Automatic air vent................................................................................................................................................................... | [17 empty] | 152.18 |  |  |  | 14.95 |  |  | 16.62 | 29.99 |  | 36415 |  |  |  | 36415 | 152.18 14.95 16.62 29.99 36415 | 152.18 | 14.95 | 16.62 | 29.99 | 152.18 | 14.95 | 16.62 | 29.99
36416 | 36416 | Temperature gauge with pocket.............................................................................................................................................. | [17 empty] | 690.03 |  |  |  | 13.28 |  |  | 15.00 | 28.72 |  | 36416 |  |  |  | 36416 | 690.03 13.28 15.00 28.72 36416 | 690.03 | 13.28 | 15 | 28.72 | 690.03 | 13.28 | 15 | 28.72
36417 | 36417 | Testing point............................................................................................................................................................................ | [17 empty] | 309.82 |  |  |  | 10.50 |  |  | 11.56 | 20.17 |  | 36417 |  |  |  | 36417 | 309.82 10.50 11.56 20.17 36417 | 309.82 | 10.5 | 11.56 | 20.17 | 309.82 | 10.5 | 11.56 | 20.17
36/34
36 | 36 | HEATING, VENTILATION AND AIR-CONDITIONING - PIPEWORK | [18 empty] | 36
| Item | Item
| VALVE, PIPE WORKS AND ACCESSORIES (CONT'D) | [16 empty] | Take | [7 empty] | Take
| Supply | [22 empty] | down |  | down |  | Fix
| and | [22 empty] | and |  | and set |  | only
| Butterfly valve : - |  |  |  |  | fix | [17 empty] | clear |  | aside for
| away | [24 empty] | re-use
| A | [22 empty] | B |  | C |  | D
| Each |  |  | $ | [19 empty] | $ |  | $ |  | $
36418 | 36418 | 25 mm or below...................................................................................................................................................................... | [17 empty] | 323.03 |  |  |  | 18.63 |  |  | 22.90 | 31.74 |  | 36418 |  |  |  | 36418 | 323.03 18.63 22.90 31.74 36418 | 323.03 | 18.63 | 22.9 | 31.74 | 323.03 | 18.63 | 22.9 | 31.74
36419 | 36419 | 32 mm...................................................................................................................................................................................... | [17 empty] | 407.37 |  |  |  | 19.08 |  |  | 23.46 | 34.76 |  | 36419 |  |  |  | 36419 | 407.37 19.08 23.46 34.76 36419 | 407.37 | 19.08 | 23.46 | 34.76 | 407.37 | 19.08 | 23.46 | 34.76
36420 | 36420 | 40 mm...................................................................................................................................................................................... | [17 empty] | 507.76 |  |  |  | 19.53 |  |  | 23.85 | 37.37 |  | 36420 |  |  |  | 36420 | 507.76 19.53 23.85 37.37 36420 | 507.76 | 19.53 | 23.85 | 37.37 | 507.76 | 19.53 | 23.85 | 37.37
36421 | 36421 | 50 mm...................................................................................................................................................................................... | [17 empty] | 612.25 |  |  |  | 20.37 |  |  | 24.64 | 39.89 |  | 36421 |  |  |  | 36421 | 612.25 20.37 24.64 39.89 36421 | 612.25 | 20.37 | 24.64 | 39.89 | 612.25 | 20.37 | 24.64 | 39.89
36422 | 36422 | 65 mm...................................................................................................................................................................................... | [17 empty] | 1,266.54 |  |  |  | 20.76 |  |  | 25.41 | 41.60 |  | 36422 |  |  |  | 36422 | 1,266.54 20.76 25.41 41.60 36422 | 1266.54 | 20.76 | 25.41 | 41.6 | 1266.54 | 20.76 | 25.41 | 41.6
36423 | 36423 | 80 mm...................................................................................................................................................................................... | [17 empty] | 1,335.25 |  |  |  | 22.76 |  |  | 27.03 | 45.10 |  | 36423 |  |  |  | 36423 | 1,335.25 22.76 27.03 45.10 36423 | 1335.25 | 22.76 | 27.03 | 45.1 | 1335.25 | 22.76 | 27.03 | 45.1
36424 | 36424 | 100 mm.................................................................................................................................................................................... | [17 empty] | 1,437.67 |  |  |  | 23.93 |  |  | 28.26 | 46.87 |  | 36424 |  |  |  | 36424 | 1,437.67 23.93 28.26 46.87 36424 | 1437.67 | 23.93 | 28.26 | 46.87 | 1437.67 | 23.93 | 28.26 | 46.87
36425 | 36425 | 125 mm ................................................................................................................................................................................... | [17 empty] | 1,544.55 |  |  |  | 26.19 |  |  | 30.75 | 52.86 |  | 36425 |  |  |  | 36425 | 1,544.55 26.19 30.75 52.86 36425 | 1544.55 | 26.19 | 30.75 | 52.86 | 1544.55 | 26.19 | 30.75 | 52.86
36426 | 36426 | 150 mm.................................................................................................................................................................................... | [17 empty] | 1,761.18 |  |  |  | 30.47 |  |  | 34.88 | 57.86 |  | 36426 |  |  |  | 36426 | 1,761.18 30.47 34.88 57.86 36426 | 1761.18 | 30.47 | 34.88 | 57.86 | 1761.18 | 30.47 | 34.88 | 57.86
Protection coating paint : -
Per linear metre
36427 | 36427 | Protection coating paint for thermal insulation (flexible closed cell elastomeric) of same
manufacturer as the thermal insulation for refrigerant pipework (25mm diameter or
| below) at outdoor area............................................................................................................................................................. | [18 empty] | 99.10 |  |  |  | - |  |  | - | - |  | 36427 |  |  |  | 36427 | 99.10 - - - 36427 | 99.1 | #VALUE! | #VALUE! | #VALUE! | 99.1 | - | - | -
36/35
36 | 36 | HEATING, VENTILATION AND AIR-CONDITIONING - PIPEWORK | [18 empty] | 36
| Item | Item
VALVE, PIPE WORKS AND ACCESSORIES (CONT'D)
| Take | [24 empty] | Take
| Supply | [22 empty] | down |  | down |  | Fix
| Insulation to pipework | [5 empty] | and | [16 empty] | and |  | and set |  | only
| fix | [22 empty] | clear |  | aside for
| Polystyrene insulation c/w cement plaster, finish and painting for chilled water | [16 empty] | away | [7 empty] | re-use
pipework of diameter : -
| A | [22 empty] | B |  | C |  | D
| Per linear metre |  |  |  |  | $ | [17 empty] | $ |  | $ |  | $
36428 | 36428 | 25 mm or below...................................................................................................................................................................... | [17 empty] | 94.30 |  |  |  | 4.34 |  |  | 4.85 | 27.70 |  | 36428 |  |  |  | 36428 | 94.30 4.34 4.85 27.70 36428 | 94.3 | 4.34 | 4.85 | 27.7 | 94.3 | 4.34 | 4.85 | 27.7
36429 | 36429 | 32 mm...................................................................................................................................................................................... | [17 empty] | 101.05 |  |  |  | 4.52 |  |  | 5.14 | 29.35 |  | 36429 |  |  |  | 36429 | 101.05 4.52 5.14 29.35 36429 | 101.05 | 4.52 | 5.14 | 29.35 | 101.05 | 4.52 | 5.14 | 29.35
36430 | 36430 | 40 mm...................................................................................................................................................................................... | [17 empty] | 107.69 |  |  |  | 4.81 |  |  | 5.37 | 31.05 |  | 36430 |  |  |  | 36430 | 107.69 4.81 5.37 31.05 36430 | 107.69 | 4.81 | 5.37 | 31.05 | 107.69 | 4.81 | 5.37 | 31.05
36431 | 36431 | 50 mm...................................................................................................................................................................................... | [17 empty] | 121.86 |  |  |  | 5.90 |  |  | 6.46 | 36.05 |  | 36431 |  |  |  | 36431 | 121.86 5.90 6.46 36.05 36431 | 121.86 | 5.9 | 6.46 | 36.05 | 121.86 | 5.9 | 6.46 | 36.05
36432 | 36432 | 65 mm...................................................................................................................................................................................... | [17 empty] | 137.86 |  |  |  | 6.36 |  |  | 6.93 | 41.31 |  | 36432 |  |  |  | 36432 | 137.86 6.36 6.93 41.31 36432 | 137.86 | 6.36 | 6.93 | 41.31 | 137.86 | 6.36 | 6.93 | 41.31
36433 | 36433 | 80 mm...................................................................................................................................................................................... | [17 empty] | 152.90 |  |  |  | 6.84 |  |  | 7.45 | 47.68 |  | 36433 |  |  |  | 36433 | 152.90 6.84 7.45 47.68 36433 | 152.9 | 6.84 | 7.45 | 47.68 | 152.9 | 6.84 | 7.45 | 47.68
36434 | 36434 | 100 mm.................................................................................................................................................................................... | [17 empty] | 180.86 |  |  |  | 9.00 |  |  | 9.64 | 55.96 |  | 36434 |  |  |  | 36434 | 180.86 9.00 9.64 55.96 36434 | 180.86 | 9 | 9.64 | 55.96 | 180.86 | 9 | 9.64 | 55.96
36435 | 36435 | 125 mm.................................................................................................................................................................................... | [17 empty] | 210.09 |  |  |  | 10.58 |  |  | 11.18 | 62.62 |  | 36435 |  |  |  | 36435 | 210.09 10.58 11.18 62.62 36435 | 210.09 | 10.58 | 11.18 | 62.62 | 210.09 | 10.58 | 11.18 | 62.62
36436 | 36436 | 150 mm.................................................................................................................................................................................... | [17 empty] | 238.12 |  |  |  | 12.13 |  |  | 12.69 | 73.26 |  | 36436 |  |  |  | 36436 | 238.12 12.13 12.69 73.26 36436 | 238.12 | 12.13 | 12.69 | 73.26 | 238.12 | 12.13 | 12.69 | 73.26
36437 | 36437 | 200 mm.................................................................................................................................................................................... | [17 empty] | 289.30 |  |  |  | 14.57 |  |  | 15.34 | 88.32 |  | 36437 |  |  |  | 36437 | 289.30 14.57 15.34 88.32 36437 | 289.3 | 14.57 | 15.34 | 88.32 | 289.3 | 14.57 | 15.34 | 88.32
36438 | 36438 | 250 mm.................................................................................................................................................................................... | [17 empty] | 367.20 |  |  |  | 18.84 |  |  | 19.61 | 113.83 |  | 36438 |  |  |  | 36438 | 367.20 18.84 19.61 113.83 36438 | 367.2 | 18.84 | 19.61 | 113.83 | 367.2 | 18.84 | 19.61 | 113.83
36439 | 36439 | 300 mm.................................................................................................................................................................................... | [17 empty] | 558.64 |  |  |  | 28.99 |  |  | 31.63 | 171.37 |  | 36439 |  |  |  | 36439 | 558.64 28.99 31.63 171.37 36439 | 558.64 | 28.99 | 31.63 | 171.37 | 558.64 | 28.99 | 31.63 | 171.37
Flexible closed cell elastomeric insulation c/w cement plaster, painting and finish for
chilled water pipework of diameter : -
Per linear metre
36440 | 36440 | 25 mm or below...................................................................................................................................................................... | [17 empty] | 70.76 |  |  |  | 4.34 |  |  | 4.85 | 27.70 |  | 36440 |  |  |  | 36440 | 70.76 4.34 4.85 27.70 36440 | 70.76 | 4.34 | 4.85 | 27.7 | 70.76 | 4.34 | 4.85 | 27.7
36441 | 36441 | 32 mm...................................................................................................................................................................................... | [17 empty] | 78.01 |  |  |  | 4.52 |  |  | 5.14 | 29.35 |  | 36441 |  |  |  | 36441 | 78.01 4.52 5.14 29.35 36441 | 78.01 | 4.52 | 5.14 | 29.35 | 78.01 | 4.52 | 5.14 | 29.35
36442 | 36442 | 40 mm...................................................................................................................................................................................... | [17 empty] | 83.38 |  |  |  | 4.81 |  |  | 5.37 | 31.05 |  | 36442 |  |  |  | 36442 | 83.38 4.81 5.37 31.05 36442 | 83.38 | 4.81 | 5.37 | 31.05 | 83.38 | 4.81 | 5.37 | 31.05
36443 | 36443 | 50 mm...................................................................................................................................................................................... | [17 empty] | 97.49 |  |  |  | 5.90 |  |  | 6.46 | 36.05 |  | 36443 |  |  |  | 36443 | 97.49 5.90 6.46 36.05 36443 | 97.49 | 5.9 | 6.46 | 36.05 | 97.49 | 5.9 | 6.46 | 36.05
36444 | 36444 | 65 mm...................................................................................................................................................................................... | [17 empty] | 112.12 |  |  |  | 6.36 |  |  | 6.93 | 41.31 |  | 36444 |  |  |  | 36444 | 112.12 6.36 6.93 41.31 36444 | 112.12 | 6.36 | 6.93 | 41.31 | 112.12 | 6.36 | 6.93 | 41.31
36445 | 36445 | 80 mm...................................................................................................................................................................................... | [17 empty] | 128.32 |  |  |  | 6.84 |  |  | 7.45 | 47.68 |  | 36445 |  |  |  | 36445 | 128.32 6.84 7.45 47.68 36445 | 128.32 | 6.84 | 7.45 | 47.68 | 128.32 | 6.84 | 7.45 | 47.68
36446 | 36446 | 100 mm.................................................................................................................................................................................... | [17 empty] | 149.57 |  |  |  | 9.00 |  |  | 9.64 | 55.96 |  | 36446 |  |  |  | 36446 | 149.57 9.00 9.64 55.96 36446 | 149.57 | 9 | 9.64 | 55.96 | 149.57 | 9 | 9.64 | 55.96
36447 | 36447 | 150 mm.................................................................................................................................................................................... | [17 empty] | 209.67 |  |  |  | 12.13 |  |  | 12.69 | 73.26 |  | 36447 |  |  |  | 36447 | 209.67 12.13 12.69 73.26 36447 | 209.67 | 12.13 | 12.69 | 73.26 | 209.67 | 12.13 | 12.69 | 73.26
36/36
36 | 36 | HEATING, VENTILATION AND AIR-CONDITIONING - PIPEWORK | [18 empty] | 36
| Item | Item
VALVE, PIPE WORKS AND ACCESSORIES (CONT'D)
| Take | [24 empty] | Take
| Supply | [22 empty] | down |  | down |  | Fix
| Insulation to pipework (Cont'd) | [9 empty] | and | [12 empty] | and |  | and set |  | only
| fix | [22 empty] | clear |  | aside for
| Aluminium metal cladding for insulated chilled water pipes of diameter : - | [16 empty] | away | [7 empty] | re-use
| A | [22 empty] | B |  | C |  | D
| Per linear metre |  |  |  |  | $ | [17 empty] | $ |  | $ |  | $
36448 | 36448 | 25 mm or below...................................................................................................................................................................... | [17 empty] | 97.82 |  |  |  | 0.66 |  |  | 0.80 | 9.25 |  | 36448 |  |  |  | 36448 | 97.82 0.66 0.80 9.25 36448 | 97.82 | 0.66 | 0.8 | 9.25 | 97.82 | 0.66 | 0.8 | 9.25
36449 | 36449 | 32 mm...................................................................................................................................................................................... | [17 empty] | 104.07 |  |  |  | 0.80 |  |  | 0.89 | 9.94 |  | 36449 |  |  |  | 36449 | 104.07 0.80 0.89 9.94 36449 | 104.07 | 0.8 | 0.89 | 9.94 | 104.07 | 0.8 | 0.89 | 9.94
36450 | 36450 | 40 mm...................................................................................................................................................................................... | [17 empty] | 110.32 |  |  |  | 0.89 |  |  | 0.97 | 10.61 |  | 36450 |  |  |  | 36450 | 110.32 0.89 0.97 10.61 36450 | 110.32 | 0.89 | 0.97 | 10.61 | 110.32 | 0.89 | 0.97 | 10.61
36451 | 36451 | 50 mm...................................................................................................................................................................................... | [17 empty] | 120.50 |  |  |  | 0.97 |  |  | 1.08 | 12.22 |  | 36451 |  |  |  | 36451 | 120.50 0.97 1.08 12.22 36451 | 120.5 | 0.97 | 1.08 | 12.22 | 120.5 | 0.97 | 1.08 | 12.22
36452 | 36452 | 65 mm...................................................................................................................................................................................... | [17 empty] | 135.67 |  |  |  | 1.13 |  |  | 1.23 | 14.22 |  | 36452 |  |  |  | 36452 | 135.67 1.13 1.23 14.22 36452 | 135.67 | 1.13 | 1.23 | 14.22 | 135.67 | 1.13 | 1.23 | 14.22
36453 | 36453 | 80 mm...................................................................................................................................................................................... | [17 empty] | 150.84 |  |  |  | 1.23 |  |  | 1.32 | 16.41 |  | 36453 |  |  |  | 36453 | 150.84 1.23 1.32 16.41 36453 | 150.84 | 1.23 | 1.32 | 16.41 | 150.84 | 1.23 | 1.32 | 16.41
36454 | 36454 | 100 mm.................................................................................................................................................................................... | [17 empty] | 168.77 |  |  |  | 1.32 |  |  | 1.41 | 20.98 |  | 36454 |  |  |  | 36454 | 168.77 1.32 1.41 20.98 36454 | 168.77 | 1.32 | 1.41 | 20.98 | 168.77 | 1.32 | 1.41 | 20.98
36455 | 36455 | 125 mm.................................................................................................................................................................................... | [17 empty] | 188.46 |  |  |  | 1.84 |  |  | 2.04 | 23.61 |  | 36455 |  |  |  | 36455 | 188.46 1.84 2.04 23.61 36455 | 188.46 | 1.84 | 2.04 | 23.61 | 188.46 | 1.84 | 2.04 | 23.61
36456 | 36456 | 150 mm.................................................................................................................................................................................... | [17 empty] | 213.36 |  |  |  | 2.21 |  |  | 2.41 | 26.15 |  | 36456 |  |  |  | 36456 | 213.36 2.21 2.41 26.15 36456 | 213.36 | 2.21 | 2.41 | 26.15 | 213.36 | 2.21 | 2.41 | 26.15
36457 | 36457 | 200 mm.................................................................................................................................................................................... | [17 empty] | 246.96 |  |  |  | 2.51 |  |  | 2.68 | 30.05 |  | 36457 |  |  |  | 36457 | 246.96 2.51 2.68 30.05 36457 | 246.96 | 2.51 | 2.68 | 30.05 | 246.96 | 2.51 | 2.68 | 30.05
36458 | 36458 | 250 mm.................................................................................................................................................................................... | [17 empty] | 300.71 |  |  |  | 3.04 |  |  | 3.30 | 37.26 |  | 36458 |  |  |  | 36458 | 300.71 3.04 3.30 37.26 36458 | 300.71 | 3.04 | 3.3 | 37.26 | 300.71 | 3.04 | 3.3 | 37.26
36459 | 36459 | 300 mm.................................................................................................................................................................................... | [17 empty] | 362.09 |  |  |  | 3.75 |  |  | 4.11 | 45.91 |  | 36459 |  |  |  | 36459 | 362.09 3.75 4.11 45.91 36459 | 362.09 | 3.75 | 4.11 | 45.91 | 362.09 | 3.75 | 4.11 | 45.91
Phenolic foam insulation c/w cement plaster, painting and finish for chilled water
pipework of diameter : -
Per linear metre
36460 | 36460 | 25 mm or below...................................................................................................................................................................... | [17 empty] | 217.82 |  |  |  | 4.34 |  |  | 4.85 | 27.70 |  | 36460 |  |  |  | 36460 | 217.82 4.34 4.85 27.70 36460 | 217.82 | 4.34 | 4.85 | 27.7 | 217.82 | 4.34 | 4.85 | 27.7
36461 | 36461 | 32 mm...................................................................................................................................................................................... | [17 empty] | 244.83 |  |  |  | 4.52 |  |  | 5.14 | 29.35 |  | 36461 |  |  |  | 36461 | 244.83 4.52 5.14 29.35 36461 | 244.83 | 4.52 | 5.14 | 29.35 | 244.83 | 4.52 | 5.14 | 29.35
36462 | 36462 | 40 mm...................................................................................................................................................................................... | [17 empty] | 264.26 |  |  |  | 4.81 |  |  | 5.37 | 31.05 |  | 36462 |  |  |  | 36462 | 264.26 4.81 5.37 31.05 36462 | 264.26 | 4.81 | 5.37 | 31.05 | 264.26 | 4.81 | 5.37 | 31.05
36463 | 36463 | 50 mm...................................................................................................................................................................................... | [17 empty] | 310.01 |  |  |  | 5.90 |  |  | 6.46 | 36.05 |  | 36463 |  |  |  | 36463 | 310.01 5.90 6.46 36.05 36463 | 310.01 | 5.9 | 6.46 | 36.05 | 310.01 | 5.9 | 6.46 | 36.05
36464 | 36464 | 65 mm...................................................................................................................................................................................... | [17 empty] | 363.11 |  |  |  | 6.36 |  |  | 6.93 | 41.31 |  | 36464 |  |  |  | 36464 | 363.11 6.36 6.93 41.31 36464 | 363.11 | 6.36 | 6.93 | 41.31 | 363.11 | 6.36 | 6.93 | 41.31
36465 | 36465 | 80 mm...................................................................................................................................................................................... | [17 empty] | 408.78 |  |  |  | 6.84 |  |  | 7.45 | 47.68 |  | 36465 |  |  |  | 36465 | 408.78 6.84 7.45 47.68 36465 | 408.78 | 6.84 | 7.45 | 47.68 | 408.78 | 6.84 | 7.45 | 47.68
36466 | 36466 | 100 mm.................................................................................................................................................................................... | [17 empty] | 483.06 |  |  |  | 9.00 |  |  | 9.64 | 55.96 |  | 36466 |  |  |  | 36466 | 483.06 9.00 9.64 55.96 36466 | 483.06 | 9 | 9.64 | 55.96 | 483.06 | 9 | 9.64 | 55.96
36467 | 36467 | 150 mm.................................................................................................................................................................................... | [17 empty] | 694.59 |  |  |  | 12.13 |  |  | 12.69 | 73.26 |  | 36467 |  |  |  | 36467 | 694.59 12.13 12.69 73.26 36467 | 694.59 | 12.13 | 12.69 | 73.26 | 694.59 | 12.13 | 12.69 | 73.26
36/37
36 | 36 | HEATING, VENTILATION AND AIR-CONDITIONING - PIPEWORK | [18 empty] | 36
| Item | Item
VALVE, PIPE WORKS AND ACCESSORIES (CONT'D)
| Take | [24 empty] | Take
| Supply | [22 empty] | down |  | down |  | Fix
| Insulation to pipework (Cont'd) | [9 empty] | and | [12 empty] | and |  | and set |  | only
| fix | [22 empty] | clear |  | aside for
| Phenolic foam insulation for chilled water pipework of diameter : - | [16 empty] | away | [7 empty] | re-use
| A | [22 empty] | B |  | C |  | D
| Per linear metre |  |  |  |  | $ | [17 empty] | $ |  | $ |  | $
36468 | 36468 | 25 mm or below...................................................................................................................................................................... | [17 empty] | 148.10 |  |  |  | 0.66 |  |  | 0.80 | 9.25 |  | 36468 |  |  |  | 36468 | 148.10 0.66 0.80 9.25 36468 | 148.1 | 0.66 | 0.8 | 9.25 | 148.1 | 0.66 | 0.8 | 9.25
36469 | 36469 | 32 mm...................................................................................................................................................................................... | [17 empty] | 164.63 |  |  |  | 0.80 |  |  | 0.89 | 9.94 |  | 36469 |  |  |  | 36469 | 164.63 0.80 0.89 9.94 36469 | 164.63 | 0.8 | 0.89 | 9.94 | 164.63 | 0.8 | 0.89 | 9.94
36470 | 36470 | 40 mm...................................................................................................................................................................................... | [17 empty] | 177.40 |  |  |  | 0.89 |  |  | 0.97 | 10.61 |  | 36470 |  |  |  | 36470 | 177.40 0.89 0.97 10.61 36470 | 177.4 | 0.89 | 0.97 | 10.61 | 177.4 | 0.89 | 0.97 | 10.61
36471 | 36471 | 50 mm...................................................................................................................................................................................... | [17 empty] | 204.67 |  |  |  | 0.97 |  |  | 1.08 | 12.22 |  | 36471 |  |  |  | 36471 | 204.67 0.97 1.08 12.22 36471 | 204.67 | 0.97 | 1.08 | 12.22 | 204.67 | 0.97 | 1.08 | 12.22
36472 | 36472 | 65 mm...................................................................................................................................................................................... | [17 empty] | 243.75 |  |  |  | 1.08 |  |  | 1.23 | 14.22 |  | 36472 |  |  |  | 36472 | 243.75 1.08 1.23 14.22 36472 | 243.75 | 1.08 | 1.23 | 14.22 | 243.75 | 1.08 | 1.23 | 14.22
36473 | 36473 | 80 mm...................................................................................................................................................................................... | [17 empty] | 273.49 |  |  |  | 1.23 |  |  | 1.32 | 16.41 |  | 36473 |  |  |  | 36473 | 273.49 1.23 1.32 16.41 36473 | 273.49 | 1.23 | 1.32 | 16.41 | 273.49 | 1.23 | 1.32 | 16.41
36474 | 36474 | 100 mm.................................................................................................................................................................................... | [17 empty] | 329.71 |  |  |  | 1.32 |  |  | 1.41 | 20.98 |  | 36474 |  |  |  | 36474 | 329.71 1.32 1.41 20.98 36474 | 329.71 | 1.32 | 1.41 | 20.98 | 329.71 | 1.32 | 1.41 | 20.98
36475 | 36475 | 150 mm.................................................................................................................................................................................... | [17 empty] | 473.31 |  |  |  | 2.21 |  |  | 2.41 | 26.15 |  | 36475 |  |  |  | 36475 | 473.31 2.21 2.41 26.15 36475 | 473.31 | 2.21 | 2.41 | 26.15 | 473.31 | 2.21 | 2.41 | 26.15
Flue pipe : -
Per linear metre
36476 | 36476 | 200 mm stainless steel flue pipe c/w fittings, 50 mm thick fiberglass insulation and 0.8 mm
| galvanized iron sheet cladding rain cap and steel wire ......................................................................................................... | [18 empty] | 2,587.12 |  |  |  | 10.70 |  |  | 18.39 | 32.26 |  | 36476 |  |  |  | 36476 | 2,587.12 10.70 18.39 32.26 36476 | 2587.12 | 10.7 | 18.39 | 32.26 | 2587.12 | 10.7 | 18.39 | 32.26
36/38
36 | 36 | HEATING, VENTILATION AND AIR-CONDITIONING - PIPEWORK | [18 empty] | 36
| Item | Item
STEAM AND HOT WATER SYSTEM
| Take | [24 empty] | Take
| Supply | [22 empty] | down |  | down |  | Fix
| Black mild steel steam return pipeworks c/w preformed rigid glass fiber insulation | [17 empty] | and |  |  |  |  | and |  | and set |  | only
| system, hammered aluminium sheeting of pipe diameter : - | [14 empty] | fix | [7 empty] | clear |  | aside for
| away | [24 empty] | re-use
Heavy quality
| A | [22 empty] | B |  | C |  | D
| Per linear metre |  |  |  |  | $ | [17 empty] | $ |  | $ |  | $
36477 | 36477 | 15 mm...................................................................................................................................................................................... | [17 empty] | 150.40 |  |  |  | 4.93 |  |  | 5.60 | 62.70 |  | 36477 |  |  |  | 36477 | 150.40 4.93 5.60 62.70 36477 | 150.4 | 4.93 | 5.6 | 62.7 | 150.4 | 4.93 | 5.6 | 62.7
36478 | 36478 | 20 mm...................................................................................................................................................................................... | [17 empty] | 176.01 |  |  |  | 5.21 |  |  | 5.92 | 76.87 |  | 36478 |  |  |  | 36478 | 176.01 5.21 5.92 76.87 36478 | 176.01 | 5.21 | 5.92 | 76.87 | 176.01 | 5.21 | 5.92 | 76.87
36479 | 36479 | 25 mm...................................................................................................................................................................................... | [17 empty] | 205.69 |  |  |  | 5.91 |  |  | 6.57 | 83.49 |  | 36479 |  |  |  | 36479 | 205.69 5.91 6.57 83.49 36479 | 205.69 | 5.91 | 6.57 | 83.49 | 205.69 | 5.91 | 6.57 | 83.49
36480 | 36480 | 32 mm...................................................................................................................................................................................... | [17 empty] | 236.71 |  |  |  | 6.57 |  |  | 7.19 | 89.22 |  | 36480 |  |  |  | 36480 | 236.71 6.57 7.19 89.22 36480 | 236.71 | 6.57 | 7.19 | 89.22 | 236.71 | 6.57 | 7.19 | 89.22
36481 | 36481 | 40 mm...................................................................................................................................................................................... | [17 empty] | 259.93 |  |  |  | 7.26 |  |  | 7.97 | 95.85 |  | 36481 |  |  |  | 36481 | 259.93 7.26 7.97 95.85 36481 | 259.93 | 7.26 | 7.97 | 95.85 | 259.93 | 7.26 | 7.97 | 95.85
36482 | 36482 | 50 mm...................................................................................................................................................................................... | [17 empty] | 330.97 |  |  |  | 8.12 |  |  | 8.61 | 111.08 |  | 36482 |  |  |  | 36482 | 330.97 8.12 8.61 111.08 36482 | 330.97 | 8.12 | 8.61 | 111.08 | 330.97 | 8.12 | 8.61 | 111.08
36483 | 36483 | 65 mm...................................................................................................................................................................................... | [17 empty] | 404.37 |  |  |  | 9.35 |  |  | 10.18 | 127.21 |  | 36483 |  |  |  | 36483 | 404.37 9.35 10.18 127.21 36483 | 404.37 | 9.35 | 10.18 | 127.21 | 404.37 | 9.35 | 10.18 | 127.21
36484 | 36484 | 80 mm...................................................................................................................................................................................... | [17 empty] | 490.47 |  |  |  | 10.98 |  |  | 11.61 | 143.34 |  | 36484 |  |  |  | 36484 | 490.47 10.98 11.61 143.34 36484 | 490.47 | 10.98 | 11.61 | 143.34 | 490.47 | 10.98 | 11.61 | 143.34
36485 | 36485 | 100 mm.................................................................................................................................................................................... | [17 empty] | 684.18 |  |  |  | 12.35 |  |  | 13.19 | 165.19 |  | 36485 |  |  |  | 36485 | 684.18 12.35 13.19 165.19 36485 | 684.18 | 12.35 | 13.19 | 165.19 | 684.18 | 12.35 | 13.19 | 165.19
36486 | 36486 | 150 mm.................................................................................................................................................................................... | [17 empty] | 911.50 |  |  |  | 20.70 |  |  | 21.87 | 219.31 |  | 36486 |  |  |  | 36486 | 911.50 20.70 21.87 219.31 36486 | 911.5 | 20.7 | 21.87 | 219.31 | 911.5 | 20.7 | 21.87 | 219.31
Copper pipe for cold water system of pipe diameter : -
Per linear metre
36487 | 36487 | below 12 mm........................................................................................................................................................................... | [17 empty] | 69.36 |  |  |  | 3.10 |  |  | 3.33 | 46.29 |  | 36487 |  |  |  | 36487 | 69.36 3.10 3.33 46.29 36487 | 69.36 | 3.1 | 3.33 | 46.29 | 69.36 | 3.1 | 3.33 | 46.29
36488 | 36488 | 12 mm...................................................................................................................................................................................... | [17 empty] | 81.12 |  |  |  | 3.18 |  |  | 3.44 | 49.71 |  | 36488 |  |  |  | 36488 | 81.12 3.18 3.44 49.71 36488 | 81.12 | 3.18 | 3.44 | 49.71 | 81.12 | 3.18 | 3.44 | 49.71
36489 | 36489 | 15 mm...................................................................................................................................................................................... | [17 empty] | 96.33 |  |  |  | 3.24 |  |  | 3.54 | 53.76 |  | 36489 |  |  |  | 36489 | 96.33 3.24 3.54 53.76 36489 | 96.33 | 3.24 | 3.54 | 53.76 | 96.33 | 3.24 | 3.54 | 53.76
36490 | 36490 | 18 mm...................................................................................................................................................................................... | [17 empty] | 111.11 |  |  |  | 3.44 |  |  | 3.68 | 56.10 |  | 36490 |  |  |  | 36490 | 111.11 3.44 3.68 56.10 36490 | 111.11 | 3.44 | 3.68 | 56.1 | 111.11 | 3.44 | 3.68 | 56.1
36491 | 36491 | 22 mm...................................................................................................................................................................................... | [17 empty] | 130.94 |  |  |  | 4.21 |  |  | 4.37 | 60.44 |  | 36491 |  |  |  | 36491 | 130.94 4.21 4.37 60.44 36491 | 130.94 | 4.21 | 4.37 | 60.44 | 130.94 | 4.21 | 4.37 | 60.44
36492 | 36492 | 28 mm...................................................................................................................................................................................... | [17 empty] | 158.92 |  |  |  | 4.37 |  |  | 4.54 | 67.55 |  | 36492 |  |  |  | 36492 | 158.92 4.37 4.54 67.55 36492 | 158.92 | 4.37 | 4.54 | 67.55 | 158.92 | 4.37 | 4.54 | 67.55
36493 | 36493 | 35 mm...................................................................................................................................................................................... | [17 empty] | 215.61 |  |  |  | 4.98 |  |  | 5.18 | 71.56 |  | 36493 |  |  |  | 36493 | 215.61 4.98 5.18 71.56 36493 | 215.61 | 4.98 | 5.18 | 71.56 | 215.61 | 4.98 | 5.18 | 71.56
36494 | 36494 | 42 mm...................................................................................................................................................................................... | [17 empty] | 248.74 |  |  |  | 5.30 |  |  | 5.52 | 78.05 |  | 36494 |  |  |  | 36494 | 248.74 5.30 5.52 78.05 36494 | 248.74 | 5.3 | 5.52 | 78.05 | 248.74 | 5.3 | 5.52 | 78.05
36495 | 36495 | 54 mm...................................................................................................................................................................................... | [17 empty] | 304.81 |  |  |  | 5.91 |  |  | 6.08 | 89.72 |  | 36495 |  |  |  | 36495 | 304.81 5.91 6.08 89.72 36495 | 304.81 | 5.91 | 6.08 | 89.72 | 304.81 | 5.91 | 6.08 | 89.72
36496 | 36496 | 67 mm...................................................................................................................................................................................... | [17 empty] | 414.62 |  |  |  | 6.02 |  |  | 6.24 | 98.99 |  | 36496 |  |  |  | 36496 | 414.62 6.02 6.24 98.99 36496 | 414.62 | 6.02 | 6.24 | 98.99 | 414.62 | 6.02 | 6.24 | 98.99
36/39
36 | 36 | HEATING, VENTILATION AND AIR-CONDITIONING - PIPEWORK | [18 empty] | 36
| Item | Item
| STEAM AND HOT WATER SYSTEM (CONT'D) | [14 empty] | Take | [9 empty] | Take
| Supply | [22 empty] | down |  | down |  | Fix
| and | [22 empty] | and |  | and set |  | only
| Copper pipe for cold water system of pipe diameter : - (Cont'd) | [14 empty] | fix | [7 empty] | clear |  | aside for
| away | [24 empty] | re-use
| A | [22 empty] | B |  | C |  | D
| Per linear metre |  |  |  |  | $ | [17 empty] | $ |  | $ |  | $
36497 | 36497 | 76 mm...................................................................................................................................................................................... | [17 empty] | 553.23 |  |  |  | 7.19 |  |  | 7.58 | 107.47 |  | 36497 |  |  |  | 36497 | 553.23 7.19 7.58 107.47 36497 | 553.23 | 7.19 | 7.58 | 107.47 | 553.23 | 7.19 | 7.58 | 107.47
36498 | 36498 | 108 mm.................................................................................................................................................................................... | [17 empty] | 721.72 |  |  |  | 8.31 |  |  | 8.60 | 138.00 |  | 36498 |  |  |  | 36498 | 721.72 8.31 8.60 138.00 36498 | 721.72 | 8.31 | 8.6 | 138 | 721.72 | 8.31 | 8.6 | 138
36499 | 36499 | 133 mm.................................................................................................................................................................................... | [17 empty] | 840.31 |  |  |  | 9.88 |  |  | 10.13 | 160.30 |  | 36499 |  |  |  | 36499 | 840.31 9.88 10.13 160.30 36499 | 840.31 | 9.88 | 10.13 | 160.3 | 840.31 | 9.88 | 10.13 | 160.3
36500 | 36500 | 159 mm.................................................................................................................................................................................... | [17 empty] | 971.87 |  |  |  | 11.17 |  |  | 11.48 | 184.58 |  | 36500 |  |  |  | 36500 | 971.87 11.17 11.48 184.58 36500 | 971.87 | 11.17 | 11.48 | 184.58 | 971.87 | 11.17 | 11.48 | 184.58
Steam, condensate return, compressed air and hot water valves c/w preformed rigid
glass fiber insulation.
Y-type strainers c/w filled aluminium split boxes : -
Each
36501 | 36501 | 32 mm or below...................................................................................................................................................................... | [17 empty] | 394.93 |  |  |  | 25.25 |  |  | 31.34 | 49.88 |  | 36501 |  |  |  | 36501 | 394.93 25.25 31.34 49.88 36501 | 394.93 | 25.25 | 31.34 | 49.88 | 394.93 | 25.25 | 31.34 | 49.88
36502 | 36502 | 40 mm...................................................................................................................................................................................... | [17 empty] | 417.55 |  |  |  | 25.93 |  |  | 31.97 | 53.65 |  | 36502 |  |  |  | 36502 | 417.55 25.93 31.97 53.65 36502 | 417.55 | 25.93 | 31.97 | 53.65 | 417.55 | 25.93 | 31.97 | 53.65
36503 | 36503 | 50 mm...................................................................................................................................................................................... | [17 empty] | 455.27 |  |  |  | 27.18 |  |  | 32.93 | 56.46 |  | 36503 |  |  |  | 36503 | 455.27 27.18 32.93 56.46 36503 | 455.27 | 27.18 | 32.93 | 56.46 | 455.27 | 27.18 | 32.93 | 56.46
36504 | 36504 | 65 mm...................................................................................................................................................................................... | [17 empty] | 505.66 |  |  |  | 27.84 |  |  | 34.48 | 59.89 |  | 36504 |  |  |  | 36504 | 505.66 27.84 34.48 59.89 36504 | 505.66 | 27.84 | 34.48 | 59.89 | 505.66 | 27.84 | 34.48 | 59.89
36505 | 36505 | 80 mm...................................................................................................................................................................................... | [17 empty] | 514.80 |  |  |  | 30.86 |  |  | 36.41 | 64.79 |  | 36505 |  |  |  | 36505 | 514.80 30.86 36.41 64.79 36505 | 514.8 | 30.86 | 36.41 | 64.79 | 514.8 | 30.86 | 36.41 | 64.79
36506 | 36506 | 100 mm.................................................................................................................................................................................... | [17 empty] | 613.89 |  |  |  | 32.49 |  |  | 38.63 | 67.55 |  | 36506 |  |  |  | 36506 | 613.89 32.49 38.63 67.55 36506 | 613.89 | 32.49 | 38.63 | 67.55 | 613.89 | 32.49 | 38.63 | 67.55
36507 | 36507 | 150 mm.................................................................................................................................................................................... | [17 empty] | 686.65 |  |  |  | 40.77 |  |  | 46.65 | 83.98 |  | 36507 |  |  |  | 36507 | 686.65 40.77 46.65 83.98 36507 | 686.65 | 40.77 | 46.65 | 83.98 | 686.65 | 40.77 | 46.65 | 83.98
Globe valve c/w filled aluminium split boxes : -
Each
36508 | 36508 | 15 mm...................................................................................................................................................................................... | [17 empty] | 107.99 |  |  |  | 24.83 |  |  | 30.86 | 39.80 |  | 36508 |  |  |  | 36508 | 107.99 24.83 30.86 39.80 36508 | 107.99 | 24.83 | 30.86 | 39.8 | 107.99 | 24.83 | 30.86 | 39.8
36509 | 36509 | 20 mm ..................................................................................................................................................................................... | [17 empty] | 137.98 |  |  |  | 25.50 |  |  | 31.37 | 43.60 |  | 36509 |  |  |  | 36509 | 137.98 25.50 31.37 43.60 36509 | 137.98 | 25.5 | 31.37 | 43.6 | 137.98 | 25.5 | 31.37 | 43.6
36510 | 36510 | 25 mm...................................................................................................................................................................................... | [17 empty] | 175.23 |  |  |  | 26.00 |  |  | 31.96 | 47.91 |  | 36510 |  |  |  | 36510 | 175.23 26.00 31.96 47.91 36510 | 175.23 | 26 | 31.96 | 47.91 | 175.23 | 26 | 31.96 | 47.91
36511 | 36511 | 32 mm...................................................................................................................................................................................... | [17 empty] | 237.96 |  |  |  | 26.51 |  |  | 32.51 | 51.85 |  | 36511 |  |  |  | 36511 | 237.96 26.51 32.51 51.85 36511 | 237.96 | 26.51 | 32.51 | 51.85 | 237.96 | 26.51 | 32.51 | 51.85
36512 | 36512 | 40 mm...................................................................................................................................................................................... | [17 empty] | 310.04 |  |  |  | 27.23 |  |  | 32.84 | 55.35 |  | 36512 |  |  |  | 36512 | 310.04 27.23 32.84 55.35 36512 | 310.04 | 27.23 | 32.84 | 55.35 | 310.04 | 27.23 | 32.84 | 55.35
36513 | 36513 | 50 mm...................................................................................................................................................................................... | [17 empty] | 467.09 |  |  |  | 28.29 |  |  | 33.85 | 59.21 |  | 36513 |  |  |  | 36513 | 467.09 28.29 33.85 59.21 36513 | 467.09 | 28.29 | 33.85 | 59.21 | 467.09 | 28.29 | 33.85 | 59.21
36/40
36 | 36 | HEATING, VENTILATION AND AIR-CONDITIONING - PIPEWORK | [18 empty] | 36
| Item | Item
STEAM AND HOT WATER SYSTEM (CONT'D)
| Take | [24 empty] | Take
| Supply | [22 empty] | down |  | down |  | Fix
| Steam, condensate return, compressed air and hot water valves c/w preformed rigid | [17 empty] | and |  |  |  |  | and |  | and set |  | only
| glass fiber insulation. (Cont'd) | [9 empty] | fix | [12 empty] | clear |  | aside for
| away | [24 empty] | re-use
Parallel slide valve c/w filled aluminium split boxes : -
| A | [22 empty] | B |  | C |  | D
| Each |  |  | $ | [19 empty] | $ |  | $ |  | $
36514 | 36514 | 65 mm...................................................................................................................................................................................... | [17 empty] | 2,126.54 |  |  |  | 27.25 |  |  | 33.49 | 59.16 |  | 36514 |  |  |  | 36514 | 2,126.54 27.25 33.49 59.16 36514 | 2126.54 | 27.25 | 33.49 | 59.16 | 2126.54 | 27.25 | 33.49 | 59.16
36515 | 36515 | 80 mm...................................................................................................................................................................................... | [17 empty] | 3,696.98 |  |  |  | 30.08 |  |  | 35.60 | 64.42 |  | 36515 |  |  |  | 36515 | 3,696.98 30.08 35.60 64.42 36515 | 3696.98 | 30.08 | 35.6 | 64.42 | 3696.98 | 30.08 | 35.6 | 64.42
36516 | 36516 | 100 mm.................................................................................................................................................................................... | [17 empty] | 5,601.04 |  |  |  | 32.15 |  |  | 37.66 | 66.63 |  | 36516 |  |  |  | 36516 | 5,601.04 32.15 37.66 66.63 36516 | 5601.04 | 32.15 | 37.66 | 66.63 | 5601.04 | 32.15 | 37.66 | 66.63
36517 | 36517 | 150 mm.................................................................................................................................................................................... | [17 empty] | 10,515.27 |  |  |  | 40.13 |  |  | 46.47 | 82.45 |  | 36517 |  |  |  | 36517 | 10,515.27 40.13 46.47 82.45 36517 | 10515.27 | 40.13 | 46.47 | 82.45 | 10515.27 | 40.13 | 46.47 | 82.45
Safety and relief valve c/w filled aluminium split boxes : -
Each
36518 | 36518 | 32 mm or below...................................................................................................................................................................... | [17 empty] | 1,248.29 |  |  |  | 27.45 |  |  | 33.58 | 53.43 |  | 36518 |  |  |  | 36518 | 1,248.29 27.45 33.58 53.43 36518 | 1248.29 | 27.45 | 33.58 | 53.43 | 1248.29 | 27.45 | 33.58 | 53.43
36519 | 36519 | 40 mm...................................................................................................................................................................................... | [17 empty] | 1,843.27 |  |  |  | 28.00 |  |  | 34.04 | 57.61 |  | 36519 |  |  |  | 36519 | 1,843.27 28.00 34.04 57.61 36519 | 1843.27 | 28 | 34.04 | 57.61 | 1843.27 | 28 | 34.04 | 57.61
36520 | 36520 | 50 mm...................................................................................................................................................................................... | [17 empty] | 2,228.77 |  |  |  | 29.32 |  |  | 35.34 | 61.93 |  | 36520 |  |  |  | 36520 | 2,228.77 29.32 35.34 61.93 36520 | 2228.77 | 29.32 | 35.34 | 61.93 | 2228.77 | 29.32 | 35.34 | 61.93
36521 | 36521 | 65 mm...................................................................................................................................................................................... | [17 empty] | 4,471.91 |  |  |  | 29.86 |  |  | 36.54 | 64.56 |  | 36521 |  |  |  | 36521 | 4,471.91 29.86 36.54 64.56 36521 | 4471.91 | 29.86 | 36.54 | 64.56 | 4471.91 | 29.86 | 36.54 | 64.56
36522 | 36522 | 80 mm...................................................................................................................................................................................... | [17 empty] | 6,667.57 |  |  |  | 32.63 |  |  | 38.87 | 69.83 |  | 36522 |  |  |  | 36522 | 6,667.57 32.63 38.87 69.83 36522 | 6667.57 | 32.63 | 38.87 | 69.83 | 6667.57 | 32.63 | 38.87 | 69.83
36523 | 36523 | 100 mm.................................................................................................................................................................................... | [17 empty] | 9,654.02 |  |  |  | 34.60 |  |  | 40.65 | 72.68 |  | 36523 |  |  |  | 36523 | 9,654.02 34.60 40.65 72.68 36523 | 9654.02 | 34.6 | 40.65 | 72.68 | 9654.02 | 34.6 | 40.65 | 72.68
36524 | 36524 | 150 mm.................................................................................................................................................................................... | [17 empty] | 12,379.03 |  |  |  | 43.78 |  |  | 50.01 | 89.57 |  | 36524 |  |  |  | 36524 | 12,379.03 43.78 50.01 89.57 36524 | 12379.03 | 43.78 | 50.01 | 89.57 | 12379.03 | 43.78 | 50.01 | 89.57
Pressure reducing valve c/w filled aluminium split boxes : -
Each
36525 | 36525 | 32 mm or below...................................................................................................................................................................... | [17 empty] | 1,986.06 |  |  |  | 27.45 |  |  | 33.58 | 53.43 |  | 36525 |  |  |  | 36525 | 1,986.06 27.45 33.58 53.43 36525 | 1986.06 | 27.45 | 33.58 | 53.43 | 1986.06 | 27.45 | 33.58 | 53.43
36526 | 36526 | 40 mm...................................................................................................................................................................................... | [17 empty] | 2,465.51 |  |  |  | 28.00 |  |  | 34.04 | 57.61 |  | 36526 |  |  |  | 36526 | 2,465.51 28.00 34.04 57.61 36526 | 2465.51 | 28 | 34.04 | 57.61 | 2465.51 | 28 | 34.04 | 57.61
36527 | 36527 | 50 mm...................................................................................................................................................................................... | [17 empty] | 3,050.19 |  |  |  | 29.32 |  |  | 35.34 | 61.93 |  | 36527 |  |  |  | 36527 | 3,050.19 29.32 35.34 61.93 36527 | 3050.19 | 29.32 | 35.34 | 61.93 | 3050.19 | 29.32 | 35.34 | 61.93
36528 | 36528 | 65 mm...................................................................................................................................................................................... | [17 empty] | 3,926.72 |  |  |  | 29.86 |  |  | 36.54 | 64.56 |  | 36528 |  |  |  | 36528 | 3,926.72 29.86 36.54 64.56 36528 | 3926.72 | 29.86 | 36.54 | 64.56 | 3926.72 | 29.86 | 36.54 | 64.56
36529 | 36529 | 80 mm...................................................................................................................................................................................... | [17 empty] | 5,814.52 |  |  |  | 32.63 |  |  | 38.87 | 69.83 |  | 36529 |  |  |  | 36529 | 5,814.52 32.63 38.87 69.83 36529 | 5814.52 | 32.63 | 38.87 | 69.83 | 5814.52 | 32.63 | 38.87 | 69.83
36530 | 36530 | 100 mm.................................................................................................................................................................................... | [17 empty] | 6,545.16 |  |  |  | 34.60 |  |  | 40.65 | 72.68 |  | 36530 |  |  |  | 36530 | 6,545.16 34.60 40.65 72.68 36530 | 6545.16 | 34.6 | 40.65 | 72.68 | 6545.16 | 34.6 | 40.65 | 72.68
36531 | 36531 | 150 mm.................................................................................................................................................................................... | [17 empty] | 8,199.99 |  |  |  | 43.78 |  |  | 50.01 | 89.57 |  | 36531 |  |  |  | 36531 | 8,199.99 43.78 50.01 89.57 36531 | 8199.99 | 43.78 | 50.01 | 89.57 | 8199.99 | 43.78 | 50.01 | 89.57
36/41
36 | 36 | HEATING, VENTILATION AND AIR-CONDITIONING - PIPEWORK | [18 empty] | 36
| Item | Item
STEAM AND HOT WATER SYSTEM (CONT'D)
| Take | [24 empty] | Take
| Supply | [22 empty] | down |  | down |  | Fix
| Steam, condensate return, compressed air and hot water valves c/w preformed rigid | [17 empty] | and |  |  |  |  | and |  | and set |  | only
| glass fiber insulation. (Cont'd) | [9 empty] | fix | [12 empty] | clear |  | aside for
| away | [24 empty] | re-use
Temperature and pressure gauge : -
| A | [22 empty] | B |  | C |  | D
| Each |  |  | $ | [19 empty] | $ |  | $ |  | $
36532 | 36532 | Temperature gauge c/w filled aluminium split boxes............................................................................................................ | [17 empty] | 984.22 |  |  |  | 16.00 |  |  | 18.57 | 37.76 |  | 36532 |  |  |  | 36532 | 984.22 16.00 18.57 37.76 36532 | 984.22 | 16 | 18.57 | 37.76 | 984.22 | 16 | 18.57 | 37.76
36533 | 36533 | Pressure gauge c/w filled aluminium split boxes................................................................................................................... | [17 empty] | 266.43 |  |  |  | 16.00 |  |  | 18.57 | 37.76 |  | 36533 |  |  |  | 36533 | 266.43 16.00 18.57 37.76 36533 | 266.43 | 16 | 18.57 | 37.76 | 266.43 | 16 | 18.57 | 37.76
Steam separator c/w filled aluminium split boxes : -
Each
36534 | 36534 | 32 mm or below...................................................................................................................................................................... | [17 empty] | 2,949.89 |  |  |  | 27.45 |  |  | 33.58 | 53.43 |  | 36534 |  |  |  | 36534 | 2,949.89 27.45 33.58 53.43 36534 | 2949.89 | 27.45 | 33.58 | 53.43 | 2949.89 | 27.45 | 33.58 | 53.43
36535 | 36535 | 40 mm...................................................................................................................................................................................... | [17 empty] | 3,683.63 |  |  |  | 28.00 |  |  | 34.04 | 57.61 |  | 36535 |  |  |  | 36535 | 3,683.63 28.00 34.04 57.61 36535 | 3683.63 | 28 | 34.04 | 57.61 | 3683.63 | 28 | 34.04 | 57.61
36536 | 36536 | 50 mm...................................................................................................................................................................................... | [17 empty] | 4,598.93 |  |  |  | 29.32 |  |  | 35.34 | 61.93 |  | 36536 |  |  |  | 36536 | 4,598.93 29.32 35.34 61.93 36536 | 4598.93 | 29.32 | 35.34 | 61.93 | 4598.93 | 29.32 | 35.34 | 61.93
36537 | 36537 | 65 mm...................................................................................................................................................................................... | [17 empty] | 5,950.18 |  |  |  | 29.86 |  |  | 36.54 | 64.56 |  | 36537 |  |  |  | 36537 | 5,950.18 29.86 36.54 64.56 36537 | 5950.18 | 29.86 | 36.54 | 64.56 | 5950.18 | 29.86 | 36.54 | 64.56
36538 | 36538 | 80 mm...................................................................................................................................................................................... | [17 empty] | 7,224.86 |  |  |  | 32.63 |  |  | 38.87 | 69.83 |  | 36538 |  |  |  | 36538 | 7,224.86 32.63 38.87 69.83 36538 | 7224.86 | 32.63 | 38.87 | 69.83 | 7224.86 | 32.63 | 38.87 | 69.83
36539 | 36539 | 100 mm.................................................................................................................................................................................... | [17 empty] | 8,983.42 |  |  |  | 34.60 |  |  | 40.65 | 72.68 |  | 36539 |  |  |  | 36539 | 8,983.42 34.60 40.65 72.68 36539 | 8983.42 | 34.6 | 40.65 | 72.68 | 8983.42 | 34.6 | 40.65 | 72.68
36540 | 36540 | 150 mm.................................................................................................................................................................................... | [17 empty] | 13,078.79 |  |  |  | 43.78 |  |  | 50.01 | 89.57 |  | 36540 |  |  |  | 36540 | 13,078.79 43.78 50.01 89.57 36540 | 13078.79 | 43.78 | 50.01 | 89.57 | 13078.79 | 43.78 | 50.01 | 89.57
Steam trap set comprising of globe valve, strainer, float operated steam trap, sight
glass, check valve, gate valve and all union c/w filled aluminium split boxes; connect
to pipe diameter of : -
Per set
36541 | 36541 | 32 mm or below...................................................................................................................................................................... | [17 empty] | 6,589.10 |  |  |  | 118.88 |  |  | 143.76 | 529.70 |  | 36541 |  |  |  | 36541 | 6,589.10 118.88 143.76 529.70 36541 | 6589.1 | 118.88 | 143.76 | 529.7 | 6589.1 | 118.88 | 143.76 | 529.7
36542 | 36542 | 40 mm...................................................................................................................................................................................... | [17 empty] | 8,663.93 |  |  |  | 139.57 |  |  | 160.94 | 561.27 |  | 36542 |  |  |  | 36542 | 8,663.93 139.57 160.94 561.27 36542 | 8663.93 | 139.57 | 160.94 | 561.27 | 8663.93 | 139.57 | 160.94 | 561.27
36543 | 36543 | 50 mm...................................................................................................................................................................................... | [17 empty] | 9,818.56 |  |  |  | 155.96 |  |  | 179.27 | 585.39 |  | 36543 |  |  |  | 36543 | 9,818.56 155.96 179.27 585.39 36543 | 9818.56 | 155.96 | 179.27 | 585.39 | 9818.56 | 155.96 | 179.27 | 585.39
36544 | 36544 | 65 mm...................................................................................................................................................................................... | [17 empty] | 11,718.25 |  |  |  | 175.86 |  |  | 193.80 | 625.29 |  | 36544 |  |  |  | 36544 | 11,718.25 175.86 193.80 625.29 36544 | 11718.25 | 175.86 | 193.8 | 625.29 | 11718.25 | 175.86 | 193.8 | 625.29
36545 | 36545 | 80 mm...................................................................................................................................................................................... | [17 empty] | 13,350.91 |  |  |  | 194.27 |  |  | 214.02 | 658.45 |  | 36545 |  |  |  | 36545 | 13,350.91 194.27 214.02 658.45 36545 | 13350.91 | 194.27 | 214.02 | 658.45 | 13350.91 | 194.27 | 214.02 | 658.45
36546 | 36546 | 100 mm.................................................................................................................................................................................... | [17 empty] | 15,894.88 |  |  |  | 208.99 |  |  | 232.41 | 705.08 |  | 36546 |  |  |  | 36546 | 15,894.88 208.99 232.41 705.08 36546 | 15894.88 | 208.99 | 232.41 | 705.08 | 15894.88 | 208.99 | 232.41 | 705.08
36547 | 36547 | 150 mm.................................................................................................................................................................................... | [17 empty] | 21,505.47 |  |  |  | 227.32 |  |  | 251.95 | 734.32 |  | 36547 |  |  |  | 36547 | 21,505.47 227.32 251.95 734.32 36547 | 21505.47 | 227.32 | 251.95 | 734.32 | 21505.47 | 227.32 | 251.95 | 734.32
36/42
36 | 36 | HEATING, VENTILATION AND AIR-CONDITIONING - PIPEWORK | [18 empty] | 36
| Item | Item
STEAM AND HOT WATER SYSTEM (CONT'D)
| Take | [24 empty] | Take
| Supply | [22 empty] | down |  | down |  | Fix
| Steam, condensate return, compressed air and hot water valves c/w preformed rigid | [17 empty] | and |  |  |  |  | and |  | and set |  | only
| glass fiber insulation. (Cont'd) | [9 empty] | fix | [12 empty] | clear |  | aside for
| away | [24 empty] | re-use
Check valve c/w filled aluminium split boxes : -
| A | [22 empty] | B |  | C |  | D
| Each |  |  | $ | [19 empty] | $ |  | $ |  | $
36548 | 36548 | 65 mm...................................................................................................................................................................................... | [17 empty] | 602.13 |  |  |  | 27.44 |  |  | 33.72 | 59.62 |  | 36548 |  |  |  | 36548 | 602.13 27.44 33.72 59.62 36548 | 602.13 | 27.44 | 33.72 | 59.62 | 602.13 | 27.44 | 33.72 | 59.62
36549 | 36549 | 80 mm...................................................................................................................................................................................... | [17 empty] | 726.03 |  |  |  | 30.08 |  |  | 35.07 | 64.19 |  | 36549 |  |  |  | 36549 | 726.03 30.08 35.07 64.19 36549 | 726.03 | 30.08 | 35.07 | 64.19 | 726.03 | 30.08 | 35.07 | 64.19
36550 | 36550 | 100 mm.................................................................................................................................................................................... | [17 empty] | 1,155.59 |  |  |  | 31.31 |  |  | 37.10 | 65.13 |  | 36550 |  |  |  | 36550 | 1,155.59 31.31 37.10 65.13 36550 | 1155.59 | 31.31 | 37.1 | 65.13 | 1155.59 | 31.31 | 37.1 | 65.13
36551 | 36551 | 150 mm.................................................................................................................................................................................... | [17 empty] | 1,899.19 |  |  |  | 39.09 |  |  | 45.41 | 79.31 |  | 36551 |  |  |  | 36551 | 1,899.19 39.09 45.41 79.31 36551 | 1899.19 | 39.09 | 45.41 | 79.31 | 1899.19 | 39.09 | 45.41 | 79.31
Drain valve c/w hose union ends and loose key and filled aluminium split box : -
Each
36552 | 36552 | 50 mm...................................................................................................................................................................................... | [17 empty] | 639.28 |  |  |  | 26.99 |  |  | 32.58 | 56.97 |  | 36552 |  |  |  | 36552 | 639.28 26.99 32.58 56.97 36552 | 639.28 | 26.99 | 32.58 | 56.97 | 639.28 | 26.99 | 32.58 | 56.97
36553 | 36553 | 65 mm...................................................................................................................................................................................... | [17 empty] | 838.07 |  |  |  | 27.67 |  |  | 34.03 | 57.87 |  | 36553 |  |  |  | 36553 | 838.07 27.67 34.03 57.87 36553 | 838.07 | 27.67 | 34.03 | 57.87 | 838.07 | 27.67 | 34.03 | 57.87
36554 | 36554 | 80 mm...................................................................................................................................................................................... | [17 empty] | 1,053.73 |  |  |  | 30.33 |  |  | 37.10 | 64.47 |  | 36554 |  |  |  | 36554 | 1,053.73 30.33 37.10 64.47 36554 | 1053.73 | 30.33 | 37.1 | 64.47 | 1053.73 | 30.33 | 37.1 | 64.47
36555 | 36555 | 100 mm.................................................................................................................................................................................... | [17 empty] | 1,348.60 |  |  |  | 31.78 |  |  | 38.88 | 65.76 |  | 36555 |  |  |  | 36555 | 1,348.60 31.78 38.88 65.76 36555 | 1348.6 | 31.78 | 38.88 | 65.76 | 1348.6 | 31.78 | 38.88 | 65.76
36556 | 36556 | 150 mm.................................................................................................................................................................................... | [17 empty] | 2,078.47 |  |  |  | 40.80 |  |  | 46.24 | 80.77 |  | 36556 |  |  |  | 36556 | 2,078.47 40.80 46.24 80.77 36556 | 2078.47 | 40.8 | 46.24 | 80.77 | 2078.47 | 40.8 | 46.24 | 80.77
Gate valve c/w filled aluminium split boxes : -
Each
36557 | 36557 | 50 mm...................................................................................................................................................................................... | [17 empty] | 856.41 |  |  |  | 26.99 |  |  | 32.58 | 56.97 |  | 36557 |  |  |  | 36557 | 856.41 26.99 32.58 56.97 36557 | 856.41 | 26.99 | 32.58 | 56.97 | 856.41 | 26.99 | 32.58 | 56.97
36558 | 36558 | 65 mm...................................................................................................................................................................................... | [17 empty] | 963.30 |  |  |  | 27.67 |  |  | 34.03 | 57.87 |  | 36558 |  |  |  | 36558 | 963.30 27.67 34.03 57.87 36558 | 963.3 | 27.67 | 34.03 | 57.87 | 963.3 | 27.67 | 34.03 | 57.87
36559 | 36559 | 80 mm...................................................................................................................................................................................... | [17 empty] | 1,130.92 |  |  |  | 30.33 |  |  | 37.10 | 64.47 |  | 36559 |  |  |  | 36559 | 1,130.92 30.33 37.10 64.47 36559 | 1130.92 | 30.33 | 37.1 | 64.47 | 1130.92 | 30.33 | 37.1 | 64.47
36560 | 36560 | 100 mm.................................................................................................................................................................................... | [17 empty] | 1,439.27 |  |  |  | 31.78 |  |  | 38.88 | 65.76 |  | 36560 |  |  |  | 36560 | 1,439.27 31.78 38.88 65.76 36560 | 1439.27 | 31.78 | 38.88 | 65.76 | 1439.27 | 31.78 | 38.88 | 65.76
36561 | 36561 | 150 mm.................................................................................................................................................................................... | [17 empty] | 2,702.83 |  |  |  | 40.80 |  |  | 46.24 | 80.77 |  | 36561 |  |  |  | 36561 | 2,702.83 40.80 46.24 80.77 36561 | 2702.83 | 40.8 | 46.24 | 80.77 | 2702.83 | 40.8 | 46.24 | 80.77
36/43
36 | 36 | HEATING, VENTILATION AND AIR-CONDITIONING - PIPEWORK | [18 empty] | 36
| Item | Item
STEAM AND HOT WATER SYSTEM (CONT'D)
| Take | [24 empty] | Take
| Supply | [22 empty] | down |  | down |  | Fix
| Insulation of pipeworks | [5 empty] | and | [16 empty] | and |  | and set |  | only
| fix | [22 empty] | clear |  | aside for
| Preformed rigid glass fiber insulation c/w hammered aluminium cladding for black | [17 empty] | away | [6 empty] | re-use
mild steel condensate pipe of diameter : -
| A | [22 empty] | B |  | C |  | D
| Per linear metre |  |  |  |  | $ | [17 empty] | $ |  | $ |  | $
36562 | 36562 | 15 mm...................................................................................................................................................................................... | [17 empty] | 59.62 |  |  |  | 4.28 |  |  | 4.44 | 22.07 |  | 36562 |  |  |  | 36562 | 59.62 4.28 4.44 22.07 36562 | 59.62 | 4.28 | 4.44 | 22.07 | 59.62 | 4.28 | 4.44 | 22.07
36563 | 36563 | 20 mm...................................................................................................................................................................................... | [17 empty] | 69.92 |  |  |  | 4.87 |  |  | 5.00 | 27.38 |  | 36563 |  |  |  | 36563 | 69.92 4.87 5.00 27.38 36563 | 69.92 | 4.87 | 5 | 27.38 | 69.92 | 4.87 | 5 | 27.38
36564 | 36564 | 25 mm...................................................................................................................................................................................... | [17 empty] | 79.42 |  |  |  | 4.98 |  |  | 5.09 | 30.78 |  | 36564 |  |  |  | 36564 | 79.42 4.98 5.09 30.78 36564 | 79.42 | 4.98 | 5.09 | 30.78 | 79.42 | 4.98 | 5.09 | 30.78
36565 | 36565 | 32 mm...................................................................................................................................................................................... | [17 empty] | 85.79 |  |  |  | 5.11 |  |  | 5.52 | 32.31 |  | 36565 |  |  |  | 36565 | 85.79 5.11 5.52 32.31 36565 | 85.79 | 5.11 | 5.52 | 32.31 | 85.79 | 5.11 | 5.52 | 32.31
36566 | 36566 | 40 mm...................................................................................................................................................................................... | [17 empty] | 94.14 |  |  |  | 5.57 |  |  | 6.34 | 34.48 |  | 36566 |  |  |  | 36566 | 94.14 5.57 6.34 34.48 36566 | 94.14 | 5.57 | 6.34 | 34.48 | 94.14 | 5.57 | 6.34 | 34.48
36567 | 36567 | 50 mm...................................................................................................................................................................................... | [17 empty] | 109.62 |  |  |  | 6.49 |  |  | 7.37 | 39.32 |  | 36567 |  |  |  | 36567 | 109.62 6.49 7.37 39.32 36567 | 109.62 | 6.49 | 7.37 | 39.32 | 109.62 | 6.49 | 7.37 | 39.32
36568 | 36568 | 65 mm...................................................................................................................................................................................... | [17 empty] | 127.65 |  |  |  | 7.37 |  |  | 7.97 | 45.52 |  | 36568 |  |  |  | 36568 | 127.65 7.37 7.97 45.52 36568 | 127.65 | 7.37 | 7.97 | 45.52 | 127.65 | 7.37 | 7.97 | 45.52
36569 | 36569 | 80 mm...................................................................................................................................................................................... | [17 empty] | 147.11 |  |  |  | 8.05 |  |  | 8.78 | 51.95 |  | 36569 |  |  |  | 36569 | 147.11 8.05 8.78 51.95 36569 | 147.11 | 8.05 | 8.78 | 51.95 | 147.11 | 8.05 | 8.78 | 51.95
36570 | 36570 | 100 mm.................................................................................................................................................................................... | [17 empty] | 172.03 |  |  |  | 10.28 |  |  | 10.97 | 59.12 |  | 36570 |  |  |  | 36570 | 172.03 10.28 10.97 59.12 36570 | 172.03 | 10.28 | 10.97 | 59.12 | 172.03 | 10.28 | 10.97 | 59.12
36571 | 36571 | 150 mm.................................................................................................................................................................................... | [17 empty] | 280.57 |  |  |  | 14.18 |  |  | 14.95 | 78.44 |  | 36571 |  |  |  | 36571 | 280.57 14.18 14.95 78.44 36571 | 280.57 | 14.18 | 14.95 | 78.44 | 280.57 | 14.18 | 14.95 | 78.44
Preformed rigid glass fiber insulation c/w hammered aluminium cladding for black
mild steel steam pipe of diameter : -
Per linear metre
36572 | 36572 | 15 mm...................................................................................................................................................................................... | [17 empty] | 82.00 |  |  |  | 4.28 |  |  | 4.44 | 22.07 |  | 36572 |  |  |  | 36572 | 82.00 4.28 4.44 22.07 36572 | 82 | 4.28 | 4.44 | 22.07 | 82 | 4.28 | 4.44 | 22.07
36573 | 36573 | 20 mm...................................................................................................................................................................................... | [17 empty] | 93.73 |  |  |  | 4.87 |  |  | 5.00 | 27.38 |  | 36573 |  |  |  | 36573 | 93.73 4.87 5.00 27.38 36573 | 93.73 | 4.87 | 5 | 27.38 | 93.73 | 4.87 | 5 | 27.38
36574 | 36574 | 25 mm...................................................................................................................................................................................... | [17 empty] | 102.78 |  |  |  | 4.98 |  |  | 5.09 | 30.78 |  | 36574 |  |  |  | 36574 | 102.78 4.98 5.09 30.78 36574 | 102.78 | 4.98 | 5.09 | 30.78 | 102.78 | 4.98 | 5.09 | 30.78
36575 | 36575 | 32 mm...................................................................................................................................................................................... | [17 empty] | 112.78 |  |  |  | 5.11 |  |  | 5.52 | 32.31 |  | 36575 |  |  |  | 36575 | 112.78 5.11 5.52 32.31 36575 | 112.78 | 5.11 | 5.52 | 32.31 | 112.78 | 5.11 | 5.52 | 32.31
36576 | 36576 | 40 mm...................................................................................................................................................................................... | [17 empty] | 121.74 |  |  |  | 5.57 |  |  | 6.34 | 34.48 |  | 36576 |  |  |  | 36576 | 121.74 5.57 6.34 34.48 36576 | 121.74 | 5.57 | 6.34 | 34.48 | 121.74 | 5.57 | 6.34 | 34.48
36577 | 36577 | 50 mm...................................................................................................................................................................................... | [17 empty] | 162.29 |  |  |  | 6.49 |  |  | 7.37 | 39.32 |  | 36577 |  |  |  | 36577 | 162.29 6.49 7.37 39.32 36577 | 162.29 | 6.49 | 7.37 | 39.32 | 162.29 | 6.49 | 7.37 | 39.32
36578 | 36578 | 65 mm...................................................................................................................................................................................... | [17 empty] | 186.16 |  |  |  | 7.37 |  |  | 7.97 | 45.52 |  | 36578 |  |  |  | 36578 | 186.16 7.37 7.97 45.52 36578 | 186.16 | 7.37 | 7.97 | 45.52 | 186.16 | 7.37 | 7.97 | 45.52
36579 | 36579 | 80 mm...................................................................................................................................................................................... | [17 empty] | 238.20 |  |  |  | 8.05 |  |  | 8.78 | 51.95 |  | 36579 |  |  |  | 36579 | 238.20 8.05 8.78 51.95 36579 | 238.2 | 8.05 | 8.78 | 51.95 | 238.2 | 8.05 | 8.78 | 51.95
36580 | 36580 | 100 mm.................................................................................................................................................................................... | [17 empty] | 365.20 |  |  |  | 10.28 |  |  | 10.97 | 59.12 |  | 36580 |  |  |  | 36580 | 365.20 10.28 10.97 59.12 36580 | 365.2 | 10.28 | 10.97 | 59.12 | 365.2 | 10.28 | 10.97 | 59.12
36581 | 36581 | 150 mm.................................................................................................................................................................................... | [17 empty] | 452.55 |  |  |  | 14.18 |  |  | 14.95 | 78.44 |  | 36581 |  |  |  | 36581 | 452.55 14.18 14.95 78.44 36581 | 452.55 | 14.18 | 14.95 | 78.44 | 452.55 | 14.18 | 14.95 | 78.44
36/44
36 | 36 | HEATING, VENTILATION AND AIR-CONDITIONING - PIPEWORK | [18 empty] | 36
| Item | Item
STEAM AND HOT WATER SYSTEM (CONT'D)
| Take | [24 empty] | Take
| Supply | [22 empty] | down |  | down |  | Fix
| Insulation of pipeworks (Cont'd ) | [9 empty] | and | [12 empty] | and |  | and set |  | only
| fix | [22 empty] | clear |  | aside for
| Preformed rigid glass fiber insulation c/w hammered aluminium cladding for copper | [17 empty] | away | [6 empty] | re-use
pipe of hot water system of diameter : -
| A | [22 empty] | B |  | C |  | D
| Per linear metre |  |  |  |  | $ | [17 empty] | $ |  | $ |  | $
36582 | 36582 | n.e. 12 mm............................................................................................................................................................................... | [17 empty] | 72.70 |  |  |  | 4.14 |  |  | 4.79 | 32.31 |  | 36582 |  |  |  | 36582 | 72.70 4.14 4.79 32.31 36582 | 72.7 | 4.14 | 4.79 | 32.31 | 72.7 | 4.14 | 4.79 | 32.31
36583 | 36583 | 12 mm...................................................................................................................................................................................... | [17 empty] | 78.55 |  |  |  | 4.59 |  |  | 5.18 | 35.95 |  | 36583 |  |  |  | 36583 | 78.55 4.59 5.18 35.95 36583 | 78.55 | 4.59 | 5.18 | 35.95 | 78.55 | 4.59 | 5.18 | 35.95
36584 | 36584 | 15 mm...................................................................................................................................................................................... | [17 empty] | 81.90 |  |  |  | 5.01 |  |  | 5.52 | 38.16 |  | 36584 |  |  |  | 36584 | 81.90 5.01 5.52 38.16 36584 | 81.9 | 5.01 | 5.52 | 38.16 | 81.9 | 5.01 | 5.52 | 38.16
36585 | 36585 | 18 mm...................................................................................................................................................................................... | [17 empty] | 86.91 |  |  |  | 5.39 |  |  | 5.99 | 40.73 |  | 36585 |  |  |  | 36585 | 86.91 5.39 5.99 40.73 36585 | 86.91 | 5.39 | 5.99 | 40.73 | 86.91 | 5.39 | 5.99 | 40.73
36586 | 36586 | 22 mm...................................................................................................................................................................................... | [17 empty] | 114.61 |  |  |  | 5.83 |  |  | 6.45 | 42.72 |  | 36586 |  |  |  | 36586 | 114.61 5.83 6.45 42.72 36586 | 114.61 | 5.83 | 6.45 | 42.72 | 114.61 | 5.83 | 6.45 | 42.72
36587 | 36587 | 28 mm...................................................................................................................................................................................... | [17 empty] | 128.08 |  |  |  | 6.19 |  |  | 6.79 | 47.71 |  | 36587 |  |  |  | 36587 | 128.08 6.19 6.79 47.71 36587 | 128.08 | 6.19 | 6.79 | 47.71 | 128.08 | 6.19 | 6.79 | 47.71
36588 | 36588 | 35 mm...................................................................................................................................................................................... | [17 empty] | 141.41 |  |  |  | 6.72 |  |  | 7.24 | 50.69 |  | 36588 |  |  |  | 36588 | 141.41 6.72 7.24 50.69 36588 | 141.41 | 6.72 | 7.24 | 50.69 | 141.41 | 6.72 | 7.24 | 50.69
36589 | 36589 | 42 mm...................................................................................................................................................................................... | [17 empty] | 151.49 |  |  |  | 7.19 |  |  | 7.89 | 55.97 |  | 36589 |  |  |  | 36589 | 151.49 7.19 7.89 55.97 36589 | 151.49 | 7.19 | 7.89 | 55.97 | 151.49 | 7.19 | 7.89 | 55.97
36590 | 36590 | 54 mm...................................................................................................................................................................................... | [17 empty] | 172.28 |  |  |  | 7.82 |  |  | 8.33 | 63.29 |  | 36590 |  |  |  | 36590 | 172.28 7.82 8.33 63.29 36590 | 172.28 | 7.82 | 8.33 | 63.29 | 172.28 | 7.82 | 8.33 | 63.29
36591 | 36591 | 67 mm...................................................................................................................................................................................... | [17 empty] | 196.97 |  |  |  | 8.39 |  |  | 8.99 | 71.54 |  | 36591 |  |  |  | 36591 | 196.97 8.39 8.99 71.54 36591 | 196.97 | 8.39 | 8.99 | 71.54 | 196.97 | 8.39 | 8.99 | 71.54
36592 | 36592 | 76 mm...................................................................................................................................................................................... | [17 empty] | 213.97 |  |  |  | 9.71 |  |  | 11.06 | 78.81 |  | 36592 |  |  |  | 36592 | 213.97 9.71 11.06 78.81 36592 | 213.97 | 9.71 | 11.06 | 78.81 | 213.97 | 9.71 | 11.06 | 78.81
36593 | 36593 | 108 mm.................................................................................................................................................................................... | [17 empty] | 309.05 |  |  |  | 12.07 |  |  | 13.13 | 97.62 |  | 36593 |  |  |  | 36593 | 309.05 12.07 13.13 97.62 36593 | 309.05 | 12.07 | 13.13 | 97.62 | 309.05 | 12.07 | 13.13 | 97.62
36594 | 36594 | 133 mm.................................................................................................................................................................................... | [17 empty] | 397.80 |  |  |  | 14.28 |  |  | 16.25 | 115.07 |  | 36594 |  |  |  | 36594 | 397.80 14.28 16.25 115.07 36594 | 397.8 | 14.28 | 16.25 | 115.07 | 397.8 | 14.28 | 16.25 | 115.07
36595 | 36595 | 159 mm.................................................................................................................................................................................... | [17 empty] | 452.77 |  |  |  | 17.11 |  |  | 17.87 | 131.49 |  | 36595 |  |  |  | 36595 | 452.77 17.11 17.87 131.49 36595 | 452.77 | 17.11 | 17.87 | 131.49 | 452.77 | 17.11 | 17.87 | 131.49
Plugged branch : -
Each
36596 | 36596 | 25 mm plugged branch........................................................................................................................................................... | [17 empty] | 38.40 |  |  |  | 4.87 |  |  | 6.13 | 14.73 |  | 36596 |  |  |  | 36596 | 38.40 4.87 6.13 14.73 36596 | 38.4 | 4.87 | 6.13 | 14.73 | 38.4 | 4.87 | 6.13 | 14.73
36/45
Section 37
HEATING, VENTILATION AND AIR-CONDITIONING - DUCTWORK
37 | 37 | HEATING, VENTILATION AND AIR-CONDITIONING - DUCTWORK | [17 empty] | 37
| Item | Item
AIR DUCTS, THERMAL INSULATION & ACCESSORIES
| Take | [24 empty] | Take
| Supply | [22 empty] | down |  | down |  | Fix
| Sheet metal ducts (rates for taking down of ductwork shall include for taking down | [17 empty] | and |  |  |  |  | and |  | and set |  | only
| of ALL duct accessories including dampers, registers, diffuser, heater, batteries, etc.) | [17 empty] | fix |  |  |  |  | clear |  | aside for
| away | [24 empty] | re-use
GI sheet metal ductwork/ air plenum; un-insulated : -
| A | [22 empty] | B |  | C |  | D
| Per square metre |  |  |  |  | $ | [17 empty] | $ |  | $ |  | $
37001 | 37001 | 0.6 mm thick............................................................................................................................................................................ | [17 empty] | 374.97 |  |  |  | 8.76 |  |  | 11.31 | 21.28 |  | 37001 |  |  |  | 37001 | 374.97 8.76 11.31 21.28 37001 | 374.97 | 8.76 | 11.31 | 21.28 | 374.97 | 8.76 | 11.31 | 21.28
37002 | 37002 | 0.8 mm thick............................................................................................................................................................................ | [17 empty] | 426.44 |  |  |  | 10.06 |  |  | 11.78 | 24.15 |  | 37002 |  |  |  | 37002 | 426.44 10.06 11.78 24.15 37002 | 426.44 | 10.06 | 11.78 | 24.15 | 426.44 | 10.06 | 11.78 | 24.15
37003 | 37003 | 1.0 mm thick............................................................................................................................................................................ | [17 empty] | 450.88 |  |  |  | 10.59 |  |  | 12.43 | 25.09 |  | 37003 |  |  |  | 37003 | 450.88 10.59 12.43 25.09 37003 | 450.88 | 10.59 | 12.43 | 25.09 | 450.88 | 10.59 | 12.43 | 25.09
37004 | 37004 | 1.2 mm thick............................................................................................................................................................................ | [17 empty] | 507.00 |  |  |  | 11.14 |  |  | 13.00 | 26.01 |  | 37004 |  |  |  | 37004 | 507.00 11.14 13.00 26.01 37004 | 507 | 11.14 | 13 | 26.01 | 507 | 11.14 | 13 | 26.01
37005 | 37005 | 1.5 mm thick............................................................................................................................................................................ | [17 empty] | 599.59 |  |  |  | 11.79 |  |  | 13.67 | 26.97 |  | 37005 |  |  |  | 37005 | 599.59 11.79 13.67 26.97 37005 | 599.59 | 11.79 | 13.67 | 26.97 | 599.59 | 11.79 | 13.67 | 26.97
Glass fibre duct (rectangular/round/oval shape) : -
Per square metre
37006 | 37006 | 48 kg/ m³.................................................................................................................................................................................. | [17 empty] | 595.95 |  |  |  | 9.96 |  |  | 11.68 | 23.92 |  | 37006 |  |  |  | 37006 | 595.95 9.96 11.68 23.92 37006 | 595.95 | 9.96 | 11.68 | 23.92 | 595.95 | 9.96 | 11.68 | 23.92
37007 | 37007 | 64 kg/ m³.................................................................................................................................................................................. | [17 empty] | 618.32 |  |  |  | 10.50 |  |  | 12.32 | 24.89 |  | 37007 |  |  |  | 37007 | 618.32 10.50 12.32 24.89 37007 | 618.32 | 10.5 | 12.32 | 24.89 | 618.32 | 10.5 | 12.32 | 24.89
Factory made GI round/oval spiral duct c/w insulation equivalent round diameter
for equal capacity and friction loss : -
Per linear metre
37008 | 37008 | Up to 165 mm diameter.......................................................................................................................................................... | [17 empty] | 865.30 |  |  |  | 41.27 |  |  | 44.58 | 333.47 |  | 37008 |  |  |  | 37008 | 865.30 41.27 44.58 333.47 37008 | 865.3 | 41.27 | 44.58 | 333.47 | 865.3 | 41.27 | 44.58 | 333.47
37009 | 37009 | 165 - 255 mm diameter........................................................................................................................................................... | [17 empty] | 907.78 |  |  |  | 47.12 |  |  | 50.53 | 362.01 |  | 37009 |  |  |  | 37009 | 907.78 47.12 50.53 362.01 37009 | 907.78 | 47.12 | 50.53 | 362.01 | 907.78 | 47.12 | 50.53 | 362.01
37010 | 37010 | 255 - 355 mm diameter........................................................................................................................................................... | [17 empty] | 1,029.23 |  |  |  | 49.92 |  |  | 53.49 | 389.41 |  | 37010 |  |  |  | 37010 | 1,029.23 49.92 53.49 389.41 37010 | 1029.23 | 49.92 | 53.49 | 389.41 | 1029.23 | 49.92 | 53.49 | 389.41
37011 | 37011 | 355 - 470 mm diameter........................................................................................................................................................... | [17 empty] | 1,158.06 |  |  |  | 52.90 |  |  | 56.43 | 417.53 |  | 37011 |  |  |  | 37011 | 1,158.06 52.90 56.43 417.53 37011 | 1158.06 | 52.9 | 56.43 | 417.53 | 1158.06 | 52.9 | 56.43 | 417.53
37012 | 37012 | 470 - 546 mm diameter........................................................................................................................................................... | [17 empty] | 1,277.54 |  |  |  | 55.89 |  |  | 59.42 | 445.71 |  | 37012 |  |  |  | 37012 | 1,277.54 55.89 59.42 445.71 37012 | 1277.54 | 55.89 | 59.42 | 445.71 | 1277.54 | 55.89 | 59.42 | 445.71
37013 | 37013 | 546 - 622 mm diameter........................................................................................................................................................... | [17 empty] | 1,385.41 |  |  |  | 58.82 |  |  | 65.31 | 483.80 |  | 37013 |  |  |  | 37013 | 1,385.41 58.82 65.31 483.80 37013 | 1385.41 | 58.82 | 65.31 | 483.8 | 1385.41 | 58.82 | 65.31 | 483.8
37014 | 37014 | 622 - 800 mm diameter........................................................................................................................................................... | [17 empty] | 1,602.78 |  |  |  | 61.60 |  |  | 68.07 | 511.45 |  | 37014 |  |  |  | 37014 | 1,602.78 61.60 68.07 511.45 37014 | 1602.78 | 61.6 | 68.07 | 511.45 | 1602.78 | 61.6 | 68.07 | 511.45
Ductboard air duct : -
Per square metre
37015 | 37015 | Ductboard air duct/ air plenum (phenolic foam or PU) ........................................................................................................ | [17 empty] | 465.82 |  |  |  | 10.39 |  |  | 12.17 | 24.94 |  | 37015 |  |  |  | 37015 | 465.82 10.39 12.17 24.94 37015 | 465.82 | 10.39 | 12.17 | 24.94 | 465.82 | 10.39 | 12.17 | 24.94
37/1
37 | 37 | HEATING, VENTILATION AND AIR-CONDITIONING - DUCTWORK | [17 empty] | 37
| Item | Item
AIR DUCTS, THERMAL INSULATION & ACCESSORIES
| (CONT'D) |  |  |  | Take | [20 empty] | Take
| Supply | [22 empty] | down |  | down |  | Fix
| and | [22 empty] | and |  | and set |  | only
| 0.8 mm thick grade 316 stainless steel round duct with hairline finish c/w stainless | [17 empty] | fix |  |  |  |  | clear |  | aside for
| steel frame support and all necessary accessories : - | [12 empty] | away | [11 empty] | re-use
| A | [22 empty] | B |  | C |  | D
| Per linear metre |  |  |  |  | $ | [17 empty] | $ |  | $ |  | $
37016 | 37016 | 150 mm diameter.................................................................................................................................................................... | [17 empty] | 804.73 |  |  |  | 3.22 |  |  | 5.60 | 9.94 |  | 37016 |  |  |  | 37016 | 804.73 3.22 5.60 9.94 37016 | 804.73 | 3.22 | 5.6 | 9.94 | 804.73 | 3.22 | 5.6 | 9.94
37017 | 37017 | 200 mm diameter.................................................................................................................................................................... | [17 empty] | 1,423.45 |  |  |  | 4.28 |  |  | 7.46 | 13.25 |  | 37017 |  |  |  | 37017 | 1,423.45 4.28 7.46 13.25 37017 | 1423.45 | 4.28 | 7.46 | 13.25 | 1423.45 | 4.28 | 7.46 | 13.25
37018 | 37018 | 250 mm diameter.................................................................................................................................................................... | [17 empty] | 2,239.93 |  |  |  | 5.36 |  |  | 9.34 | 16.56 |  | 37018 |  |  |  | 37018 | 2,239.93 5.36 9.34 16.56 37018 | 2239.93 | 5.36 | 9.34 | 16.56 | 2239.93 | 5.36 | 9.34 | 16.56
37019 | 37019 | 600 mm diameter.................................................................................................................................................................... | [17 empty] | 7,299.85 |  |  |  | 12.84 |  |  | 22.40 | 39.74 |  | 37019 |  |  |  | 37019 | 7,299.85 12.84 22.40 39.74 37019 | 7299.85 | 12.84 | 22.4 | 39.74 | 7299.85 | 12.84 | 22.4 | 39.74
37020 | 37020 | 700 mm diameter.................................................................................................................................................................... | [17 empty] | 8,725.06 |  |  |  | 14.99 |  |  | 26.13 | 46.37 |  | 37020 |  |  |  | 37020 | 8,725.06 14.99 26.13 46.37 37020 | 8725.06 | 14.99 | 26.13 | 46.37 | 8725.06 | 14.99 | 26.13 | 46.37
37021 | 37021 | 800 mm diameter.................................................................................................................................................................... | [17 empty] | 9,103.13 |  |  |  | 17.13 |  |  | 29.87 | 52.99 |  | 37021 |  |  |  | 37021 | 9,103.13 17.13 29.87 52.99 37021 | 9103.13 | 17.13 | 29.87 | 52.99 | 9103.13 | 17.13 | 29.87 | 52.99
Stainless steel grade 304 sheet metal air duct/ air plenum : -
Per square metre
37022 | 37022 | 0.6 mm thick............................................................................................................................................................................ | [17 empty] | 718.54 |  |  |  | 8.76 |  |  | 11.31 | 21.28 |  | 37022 |  |  |  | 37022 | 718.54 8.76 11.31 21.28 37022 | 718.54 | 8.76 | 11.31 | 21.28 | 718.54 | 8.76 | 11.31 | 21.28
37023 | 37023 | 0.8 mm thick............................................................................................................................................................................ | [17 empty] | 911.97 |  |  |  | 10.06 |  |  | 11.78 | 24.15 |  | 37023 |  |  |  | 37023 | 911.97 10.06 11.78 24.15 37023 | 911.97 | 10.06 | 11.78 | 24.15 | 911.97 | 10.06 | 11.78 | 24.15
37024 | 37024 | 1.0 mm thick............................................................................................................................................................................ | [17 empty] | 1,103.34 |  |  |  | 10.59 |  |  | 12.43 | 25.09 |  | 37024 |  |  |  | 37024 | 1,103.34 10.59 12.43 25.09 37024 | 1103.34 | 10.59 | 12.43 | 25.09 | 1103.34 | 10.59 | 12.43 | 25.09
37025 | 37025 | 1.2 mm thick............................................................................................................................................................................ | [17 empty] | 1,191.05 |  |  |  | 11.14 |  |  | 13.00 | 26.01 |  | 37025 |  |  |  | 37025 | 1,191.05 11.14 13.00 26.01 37025 | 1191.05 | 11.14 | 13 | 26.01 | 1191.05 | 11.14 | 13 | 26.01
37026 | 37026 | 1.5 mm thick............................................................................................................................................................................ | [17 empty] | 1,559.46 |  |  |  | 11.79 |  |  | 13.67 | 26.97 |  | 37026 |  |  |  | 37026 | 1,559.46 11.79 13.67 26.97 37026 | 1559.46 | 11.79 | 13.67 | 26.97 | 1559.46 | 11.79 | 13.67 | 26.97
Stainless steel grade 304 sheet metal air duct/ air plenum with colour powder
coating on one surface : -
Per square metre
37027 | 37027 | 0.6 mm thick............................................................................................................................................................................ | [17 empty] | 832.82 |  |  |  | 8.76 |  |  | 11.31 | 21.28 |  | 37027 |  |  |  | 37027 | 832.82 8.76 11.31 21.28 37027 | 832.82 | 8.76 | 11.31 | 21.28 | 832.82 | 8.76 | 11.31 | 21.28
37028 | 37028 | 0.8 mm thick............................................................................................................................................................................ | [17 empty] | 1,014.93 |  |  |  | 10.06 |  |  | 11.78 | 24.15 |  | 37028 |  |  |  | 37028 | 1,014.93 10.06 11.78 24.15 37028 | 1014.93 | 10.06 | 11.78 | 24.15 | 1014.93 | 10.06 | 11.78 | 24.15
37029 | 37029 | 1.0 mm thick............................................................................................................................................................................ | [17 empty] | 1,197.55 |  |  |  | 10.59 |  |  | 12.43 | 25.09 |  | 37029 |  |  |  | 37029 | 1,197.55 10.59 12.43 25.09 37029 | 1197.55 | 10.59 | 12.43 | 25.09 | 1197.55 | 10.59 | 12.43 | 25.09
Stainless steel 316 sheet metal air duct/ air plenum : -
Per square metre
37030 | 37030 | 0.6 mm thick............................................................................................................................................................................ | [17 empty] | 893.94 |  |  |  | 8.76 |  |  | 11.31 | 21.28 |  | 37030 |  |  |  | 37030 | 893.94 8.76 11.31 21.28 37030 | 893.94 | 8.76 | 11.31 | 21.28 | 893.94 | 8.76 | 11.31 | 21.28
37031 | 37031 | 0.8 mm thick............................................................................................................................................................................ | [17 empty] | 1,075.38 |  |  |  | 10.06 |  |  | 11.78 | 24.15 |  | 37031 |  |  |  | 37031 | 1,075.38 10.06 11.78 24.15 37031 | 1075.38 | 10.06 | 11.78 | 24.15 | 1075.38 | 10.06 | 11.78 | 24.15
37032 | 37032 | 1.0 mm thick............................................................................................................................................................................ | [17 empty] | 1,278.03 |  |  |  | 10.59 |  |  | 12.43 | 25.09 |  | 37032 |  |  |  | 37032 | 1,278.03 10.59 12.43 25.09 37032 | 1278.03 | 10.59 | 12.43 | 25.09 | 1278.03 | 10.59 | 12.43 | 25.09
37033 | 37033 | 1.2 mm thick............................................................................................................................................................................ | [17 empty] | 1,456.15 |  |  |  | 11.14 |  |  | 13.00 | 26.01 |  | 37033 |  |  |  | 37033 | 1,456.15 11.14 13.00 26.01 37033 | 1456.15 | 11.14 | 13 | 26.01 | 1456.15 | 11.14 | 13 | 26.01
37034 | 37034 | 1.5 mm thick............................................................................................................................................................................ | [17 empty] | 1,820.42 |  |  |  | 11.79 |  |  | 13.67 | 26.97 |  | 37034 |  |  |  | 37034 | 1,820.42 11.79 13.67 26.97 37034 | 1820.42 | 11.79 | 13.67 | 26.97 | 1820.42 | 11.79 | 13.67 | 26.97
37/2
37 | 37 | HEATING, VENTILATION AND AIR-CONDITIONING - DUCTWORK | [17 empty] | 37
| Item | Item
| AIR DUCTS, THERMAL INSULATION & ACCESSORIES | [14 empty] | Take | [9 empty] | Take
| (CONT'D) |  |  |  | Supply | [18 empty] | down |  | down |  | Fix
| and | [22 empty] | and |  | and set |  | only
| fix | [22 empty] | clear |  | aside for
| Factory made aluminium flexible duct bare without insulation : - | [14 empty] | away | [9 empty] | re-use
| A | [22 empty] | B |  | C |  | D
| Per linear metre |  |  |  |  | $ | [17 empty] | $ |  | $ |  | $
37035 | 37035 | Up to 153 mm diameter.......................................................................................................................................................... | [17 empty] | 265.65 |  |  |  | 9.66 |  |  | 11.32 | 23.17 |  | 37035 |  |  |  | 37035 | 265.65 9.66 11.32 23.17 37035 | 265.65 | 9.66 | 11.32 | 23.17 | 265.65 | 9.66 | 11.32 | 23.17
37036 | 37036 | 153 - 204 mm diameter........................................................................................................................................................... | [17 empty] | 293.70 |  |  |  | 10.17 |  |  | 11.94 | 24.09 |  | 37036 |  |  |  | 37036 | 293.70 10.17 11.94 24.09 37036 | 293.7 | 10.17 | 11.94 | 24.09 | 293.7 | 10.17 | 11.94 | 24.09
37037 | 37037 | 204 - 254 mm diameter........................................................................................................................................................... | [17 empty] | 339.16 |  |  |  | 10.72 |  |  | 12.49 | 24.98 |  | 37037 |  |  |  | 37037 | 339.16 10.72 12.49 24.98 37037 | 339.16 | 10.72 | 12.49 | 24.98 | 339.16 | 10.72 | 12.49 | 24.98
37038 | 37038 | 254 - 305 mm diameter........................................................................................................................................................... | [17 empty] | 474.15 |  |  |  | 11.33 |  |  | 13.12 | 25.90 |  | 37038 |  |  |  | 37038 | 474.15 11.33 13.12 25.90 37038 | 474.15 | 11.33 | 13.12 | 25.9 | 474.15 | 11.33 | 13.12 | 25.9
Factory made aluminium flexible duct with 25 mm thick fiberglass insulation : -
Per linear metre
37039 | 37039 | Up to 153 mm diameter.......................................................................................................................................................... | [17 empty] | 374.78 |  |  |  | 14.53 |  |  | 18.93 | 38.66 |  | 37039 |  |  |  | 37039 | 374.78 14.53 18.93 38.66 37039 | 374.78 | 14.53 | 18.93 | 38.66 | 374.78 | 14.53 | 18.93 | 38.66
37040 | 37040 | 153 - 204 mm diameter........................................................................................................................................................... | [17 empty] | 439.89 |  |  |  | 15.02 |  |  | 19.57 | 39.46 |  | 37040 |  |  |  | 37040 | 439.89 15.02 19.57 39.46 37040 | 439.89 | 15.02 | 19.57 | 39.46 | 439.89 | 15.02 | 19.57 | 39.46
37041 | 37041 | 204 - 254 mm diameter........................................................................................................................................................... | [17 empty] | 525.25 |  |  |  | 15.54 |  |  | 20.09 | 40.33 |  | 37041 |  |  |  | 37041 | 525.25 15.54 20.09 40.33 37041 | 525.25 | 15.54 | 20.09 | 40.33 | 525.25 | 15.54 | 20.09 | 40.33
37042 | 37042 | 254 - 305 mm diameter........................................................................................................................................................... | [17 empty] | 688.52 |  |  |  | 16.13 |  |  | 20.58 | 41.27 |  | 37042 |  |  |  | 37042 | 688.52 16.13 20.58 41.27 37042 | 688.52 | 16.13 | 20.58 | 41.27 | 688.52 | 16.13 | 20.58 | 41.27
UPVC seamless circular duct : -
Per linear metre
37043 | 37043 | 150 mm diameter.................................................................................................................................................................... | [17 empty] | 188.77 |  |  |  | 9.66 |  |  | 11.31 | 23.32 |  | 37043 |  |  |  | 37043 | 188.77 9.66 11.31 23.32 37043 | 188.77 | 9.66 | 11.31 | 23.32 | 188.77 | 9.66 | 11.31 | 23.32
37044 | 37044 | 200 mm diameter.................................................................................................................................................................... | [17 empty] | 242.32 |  |  |  | 10.73 |  |  | 12.49 | 25.09 |  | 37044 |  |  |  | 37044 | 242.32 10.73 12.49 25.09 37044 | 242.32 | 10.73 | 12.49 | 25.09 | 242.32 | 10.73 | 12.49 | 25.09
37045 | 37045 | 250 mm diameter.................................................................................................................................................................... | [17 empty] | 296.37 |  |  |  | 11.91 |  |  | 13.69 | 26.89 |  | 37045 |  |  |  | 37045 | 296.37 11.91 13.69 26.89 37045 | 296.37 | 11.91 | 13.69 | 26.89 | 296.37 | 11.91 | 13.69 | 26.89
37/3
37 | 37 | HEATING, VENTILATION AND AIR-CONDITIONING - DUCTWORK | [17 empty] | 37
| Item | Item
AIR DUCTS, THERMAL INSULATION & ACCESSORIES
(CONT'D)
| Take | [24 empty] | Take
| Supply | [22 empty] | down |  | down |  | Fix
| Slim duct in associated with air-conditioning installation | [14 empty] | and | [7 empty] | and |  | and set |  | only
| fix | [22 empty] | clear |  | aside for
| Slim duct system, suitable in use at corrosive environment (Rates shall include all | [16 empty] | away | [7 empty] | re-use
associated mounting bracket, support and fittings including all straight runs, joints, flanges,
tees and elbows etc.), U.V. resistant and fireproof to BS 476 Part 7 Class I : -
| A | [22 empty] | B |  | C |  | D
| Per linear metre |  |  |  |  | $ | [17 empty] | $ |  | $ |  | $
37046 | 37046 | Slim duct; n.e. 300 mm girth.................................................................................................................................................. | [17 empty] | 198.99 |  |  |  | 1.46 |  |  | 8.95 | 11.66 |  | 37046 |  |  |  | 37046 | 198.99 1.46 8.95 11.66 37046 | 198.99 | 1.46 | 8.95 | 11.66 | 198.99 | 1.46 | 8.95 | 11.66
37047 | 37047 | Slim duct; 300 - 400 mm girth................................................................................................................................................ | [17 empty] | 299.43 |  |  |  | 1.46 |  |  | 8.95 | 11.66 |  | 37047 |  |  |  | 37047 | 299.43 1.46 8.95 11.66 37047 | 299.43 | 1.46 | 8.95 | 11.66 | 299.43 | 1.46 | 8.95 | 11.66
37048 | 37048 | Slim duct; 400 - 500 mm girth................................................................................................................................................ | [17 empty] | 355.68 |  |  |  | 1.46 |  |  | 9.94 | 14.40 |  | 37048 |  |  |  | 37048 | 355.68 1.46 9.94 14.40 37048 | 355.68 | 1.46 | 9.94 | 14.4 | 355.68 | 1.46 | 9.94 | 14.4
Insulation for air duct/ air plenum
Polystyrene insulation c/w cement plaster, galvanized wire netting, painting and finish : -
Per square metre
37049 | 37049 | 25 mm thick............................................................................................................................................................................. | [17 empty] | 383.31 |  |  |  | 10.60 |  |  | 15.02 | 32.58 |  | 37049 |  |  |  | 37049 | 383.31 10.60 15.02 32.58 37049 | 383.31 | 10.6 | 15.02 | 32.58 | 383.31 | 10.6 | 15.02 | 32.58
37050 | 37050 | 50 mm thick............................................................................................................................................................................. | [17 empty] | 442.59 |  |  |  | 11.17 |  |  | 15.58 | 33.64 |  | 37050 |  |  |  | 37050 | 442.59 11.17 15.58 33.64 37050 | 442.59 | 11.17 | 15.58 | 33.64 | 442.59 | 11.17 | 15.58 | 33.64
Fiberglass insulation : -
Per square metre
37051 | 37051 | 25 mm thick; density 32 kg/ m³.............................................................................................................................................. | [17 empty] | 106.05 |  |  |  | 4.71 |  |  | 7.66 | 16.14 |  | 37051 |  |  |  | 37051 | 106.05 4.71 7.66 16.14 37051 | 106.05 | 4.71 | 7.66 | 16.14 | 106.05 | 4.71 | 7.66 | 16.14
37052 | 37052 | 50 mm thick; density 32 kg/ m³.............................................................................................................................................. | [17 empty] | 149.13 |  |  |  | 5.27 |  |  | 8.18 | 17.11 |  | 37052 |  |  |  | 37052 | 149.13 5.27 8.18 17.11 37052 | 149.13 | 5.27 | 8.18 | 17.11 | 149.13 | 5.27 | 8.18 | 17.11
37053 | 37053 | 25 mm thick; density 48 kg/ m³.............................................................................................................................................. | [17 empty] | 177.84 |  |  |  | 5.27 |  |  | 8.18 | 17.11 |  | 37053 |  |  |  | 37053 | 177.84 5.27 8.18 17.11 37053 | 177.84 | 5.27 | 8.18 | 17.11 | 177.84 | 5.27 | 8.18 | 17.11
37054 | 37054 | 50 mm thick; density 48 kg /m³.............................................................................................................................................. | [17 empty] | 238.06 |  |  |  | 5.79 |  |  | 8.83 | 18.08 |  | 37054 |  |  |  | 37054 | 238.06 5.79 8.83 18.08 37054 | 238.06 | 5.79 | 8.83 | 18.08 | 238.06 | 5.79 | 8.83 | 18.08
37055 | 37055 | 25 mm thick; density 64 kg/ m³.............................................................................................................................................. | [17 empty] | 268.04 |  |  |  | 5.79 |  |  | 8.83 | 18.08 |  | 37055 |  |  |  | 37055 | 268.04 5.79 8.83 18.08 37055 | 268.04 | 5.79 | 8.83 | 18.08 | 268.04 | 5.79 | 8.83 | 18.08
37056 | 37056 | 50 mm thick; density 64 kg/ m³.............................................................................................................................................. | [17 empty] | 332.79 |  |  |  | 6.42 |  |  | 9.36 | 18.93 |  | 37056 |  |  |  | 37056 | 332.79 6.42 9.36 18.93 37056 | 332.79 | 6.42 | 9.36 | 18.93 | 332.79 | 6.42 | 9.36 | 18.93
Phenolic foam insulation : -
Per square metre
37057 | 37057 | 25 mm thick............................................................................................................................................................................. | [17 empty] | 280.24 |  |  |  | 4.52 |  |  | 5.68 | 15.26 |  | 37057 |  |  |  | 37057 | 280.24 4.52 5.68 15.26 37057 | 280.24 | 4.52 | 5.68 | 15.26 | 280.24 | 4.52 | 5.68 | 15.26
37058 | 37058 | 50 mm thick............................................................................................................................................................................. | [17 empty] | 415.20 |  |  |  | 5.03 |  |  | 6.82 | 17.11 |  | 37058 |  |  |  | 37058 | 415.20 5.03 6.82 17.11 37058 | 415.2 | 5.03 | 6.82 | 17.11 | 415.2 | 5.03 | 6.82 | 17.11
37/4
37 | 37 | HEATING, VENTILATION AND AIR-CONDITIONING - DUCTWORK | [17 empty] | 37
| Item | Item
AIR DUCTS, THERMAL INSULATION & ACCESSORIES
| (CONT'D) |  |  |  | Take | [20 empty] | Take
| Supply | [22 empty] | down |  | down |  | Fix
| and | [22 empty] | and |  | and set |  | only
| Insulation for air duct/ air plenum (Cont'd) | [9 empty] | fix | [12 empty] | clear |  | aside for
| away | [24 empty] | re-use
Phenolic foam insulation c/w cement plaster, galvanized wire netting, painting and finish : -
| A | [22 empty] | B |  | C |  | D
| Per square metre |  |  |  |  | $ | [17 empty] | $ |  | $ |  | $
37059 | 37059 | 25 mm thick............................................................................................................................................................................. | [17 empty] | 442.54 |  |  |  | 9.93 |  |  | 14.07 | 30.56 |  | 37059 |  |  |  | 37059 | 442.54 9.93 14.07 30.56 37059 | 442.54 | 9.93 | 14.07 | 30.56 | 442.54 | 9.93 | 14.07 | 30.56
37060 | 37060 | 50 mm thick............................................................................................................................................................................. | [17 empty] | 584.73 |  |  |  | 10.50 |  |  | 17.01 | 32.74 |  | 37060 |  |  |  | 37060 | 584.73 10.50 17.01 32.74 37060 | 584.73 | 10.5 | 17.01 | 32.74 | 584.73 | 10.5 | 17.01 | 32.74
Elastomeric insulation : -
Per square metre
37061 | 37061 | 25 mm thick............................................................................................................................................................................. | [17 empty] | 315.83 |  |  |  | 4.52 |  |  | 5.68 | 15.26 |  | 37061 |  |  |  | 37061 | 315.83 4.52 5.68 15.26 37061 | 315.83 | 4.52 | 5.68 | 15.26 | 315.83 | 4.52 | 5.68 | 15.26
37062 | 37062 | 50 mm thick............................................................................................................................................................................. | [17 empty] | 458.81 |  |  |  | 5.03 |  |  | 6.82 | 17.11 |  | 37062 |  |  |  | 37062 | 458.81 5.03 6.82 17.11 37062 | 458.81 | 5.03 | 6.82 | 17.11 | 458.81 | 5.03 | 6.82 | 17.11
Elastomeric insulation c/w cement plaster, galvanized wire netting, painting and finish : -
Per square metre
37063 | 37063 | 25 mm thick............................................................................................................................................................................. | [17 empty] | 477.41 |  |  |  | 9.93 |  |  | 14.07 | 30.56 |  | 37063 |  |  |  | 37063 | 477.41 9.93 14.07 30.56 37063 | 477.41 | 9.93 | 14.07 | 30.56 | 477.41 | 9.93 | 14.07 | 30.56
37064 | 37064 | 50 mm thick............................................................................................................................................................................. | [17 empty] | 626.17 |  |  |  | 10.50 |  |  | 17.01 | 32.74 |  | 37064 |  |  |  | 37064 | 626.17 10.50 17.01 32.74 37064 | 626.17 | 10.5 | 17.01 | 32.74 | 626.17 | 10.5 | 17.01 | 32.74
Flexible closed cell elastomeric insulation to air duct/ air plenum : -
Per square metre
37065 | 37065 | 19 mm thick............................................................................................................................................................................. | [17 empty] | 327.30 |  |  |  | 4.52 |  |  | 5.68 | 15.26 |  | 37065 |  |  |  | 37065 | 327.30 4.52 5.68 15.26 37065 | 327.3 | 4.52 | 5.68 | 15.26 | 327.3 | 4.52 | 5.68 | 15.26
37066 | 37066 | 25 mm thick............................................................................................................................................................................. | [17 empty] | 392.46 |  |  |  | 5.03 |  |  | 6.19 | 16.14 |  | 37066 |  |  |  | 37066 | 392.46 5.03 6.19 16.14 37066 | 392.46 | 5.03 | 6.19 | 16.14 | 392.46 | 5.03 | 6.19 | 16.14
Flexible closed cell elastomeric internal lining to air duct/ air plenum : -
Per square metre
37067 | 37067 | 19 mm thick............................................................................................................................................................................. | [17 empty] | 357.26 |  |  |  | 4.52 |  |  | 5.68 | 15.26 |  | 37067 |  |  |  | 37067 | 357.26 4.52 5.68 15.26 37067 | 357.26 | 4.52 | 5.68 | 15.26 | 357.26 | 4.52 | 5.68 | 15.26
37068 | 37068 | 25 mm thick............................................................................................................................................................................. | [17 empty] | 425.97 |  |  |  | 5.03 |  |  | 6.19 | 16.14 |  | 37068 |  |  |  | 37068 | 425.97 5.03 6.19 16.14 37068 | 425.97 | 5.03 | 6.19 | 16.14 | 425.97 | 5.03 | 6.19 | 16.14
37069 | 37069 | Vapour barrier of double faced aluminium foil ..................................................................................................................... | [17 empty] | 35.01 |  |  |  | 4.42 |  |  | 5.54 | 14.79 |  | 37069 |  |  |  | 37069 | 35.01 4.42 5.54 14.79 37069 | 35.01 | 4.42 | 5.54 | 14.79 | 35.01 | 4.42 | 5.54 | 14.79
37070 | 37070 | Aluminium cladding for air ductwork; hammer finish.......................................................................................................... | [17 empty] | 364.86 |  |  |  | 4.42 |  |  | 5.54 | 14.79 |  | 37070 |  |  |  | 37070 | 364.86 4.42 5.54 14.79 37070 | 364.86 | 4.42 | 5.54 | 14.79 | 364.86 | 4.42 | 5.54 | 14.79
37/5
37 | 37 | HEATING, VENTILATION AND AIR-CONDITIONING - DUCTWORK | [17 empty] | 37
| Item | Item
AIR DUCTS, THERMAL INSULATION & ACCESSORIES
(CONT'D)
| Take | [24 empty] | Take
| Supply | [22 empty] | down |  | down |  | Fix
| Proprietary fire protection ductwork of non-combustible calcium silicate | [16 empty] | and | [5 empty] | and |  | and set |  | only
| board reinforced with selected fibres and fillers. The board has smooth | [16 empty] | fix | [5 empty] | clear |  | aside for
| surface on one face and a lightly textured sanded surface on the other, | [16 empty] | away | [7 empty] | re-use
without insulation : -
| A | [22 empty] | B |  | C |  | D
| Per square metre |  |  |  |  | $ | [17 empty] | $ |  | $ |  | $
37071 | 37071 | 9 mm thick............................................................................................................................................................................... | [17 empty] | 902.00 |  |  |  | 9.64 |  |  | 12.64 | 35.91 |  | 37071 |  |  |  | 37071 | 902.00 9.64 12.64 35.91 37071 | 902 | 9.64 | 12.64 | 35.91 | 902 | 9.64 | 12.64 | 35.91
37072 | 37072 | 12 mm thick............................................................................................................................................................................. | [17 empty] | 1,223.88 |  |  |  | 10.03 |  |  | 13.71 | 41.50 |  | 37072 |  |  |  | 37072 | 1,223.88 10.03 13.71 41.50 37072 | 1223.88 | 10.03 | 13.71 | 41.5 | 1223.88 | 10.03 | 13.71 | 41.5
37073 | 37073 | 25 mm thick............................................................................................................................................................................. | [17 empty] | 1,566.46 |  |  |  | 11.73 |  |  | 15.24 | 43.90 |  | 37073 |  |  |  | 37073 | 1,566.46 11.73 15.24 43.90 37073 | 1566.46 | 11.73 | 15.24 | 43.9 | 1566.46 | 11.73 | 15.24 | 43.9
Proprietary fire protection ductwork of non-combustible composite panel
of fibre reinforced cement, mechanically bonded to punched steel sheet
on both surfaces, without insulation : -
Per square metre
37074 | 37074 | 9 mm thick............................................................................................................................................................................... | [17 empty] | 1,271.69 |  |  |  | 13.41 |  |  | 16.10 | 39.25 |  | 37074 |  |  |  | 37074 | 1,271.69 13.41 16.10 39.25 37074 | 1271.69 | 13.41 | 16.1 | 39.25 | 1271.69 | 13.41 | 16.1 | 39.25
37075 | 37075 | 12 mm thick............................................................................................................................................................................. | [17 empty] | 1,804.01 |  |  |  | 14.15 |  |  | 17.07 | 44.92 |  | 37075 |  |  |  | 37075 | 1,804.01 14.15 17.07 44.92 37075 | 1804.01 | 14.15 | 17.07 | 44.92 | 1804.01 | 14.15 | 17.07 | 44.92
37076 | 37076 | 25mm thick.............................................................................................................................................................................. | [17 empty] | 2,189.90 |  |  |  | 16.20 |  |  | 18.80 | 47.38 |  | 37076 |  |  |  | 37076 | 2,189.90 16.20 18.80 47.38 37076 | 2189.9 | 16.2 | 18.8 | 47.38 | 2189.9 | 16.2 | 18.8 | 47.38
Air registers and diffusers
Air registers (aluminium type) c/w volume control damper of size : -
Each
37077 | 37077 | Up to 0.1 m²............................................................................................................................................................................. | [17 empty] | 280.29 |  |  |  | 4.41 |  |  | 5.52 | 12.78 |  | 37077 |  |  |  | 37077 | 280.29 4.41 5.52 12.78 37077 | 280.29 | 4.41 | 5.52 | 12.78 | 280.29 | 4.41 | 5.52 | 12.78
37078 | 37078 | 0.1 - 0.3 m².............................................................................................................................................................................. | [17 empty] | 552.39 |  |  |  | 5.40 |  |  | 6.62 | 14.81 |  | 37078 |  |  |  | 37078 | 552.39 5.40 6.62 14.81 37078 | 552.39 | 5.4 | 6.62 | 14.81 | 552.39 | 5.4 | 6.62 | 14.81
37079 | 37079 | 0.3 - 0.5 m².............................................................................................................................................................................. | [17 empty] | 1,211.07 |  |  |  | 6.52 |  |  | 7.63 | 16.62 |  | 37079 |  |  |  | 37079 | 1,211.07 6.52 7.63 16.62 37079 | 1211.07 | 6.52 | 7.63 | 16.62 | 1211.07 | 6.52 | 7.63 | 16.62
37080 | 37080 | 0.5 - 0.8 m².............................................................................................................................................................................. | [17 empty] | 1,915.58 |  |  |  | 7.63 |  |  | 8.74 | 18.32 |  | 37080 |  |  |  | 37080 | 1,915.58 7.63 8.74 18.32 37080 | 1915.58 | 7.63 | 8.74 | 18.32 | 1915.58 | 7.63 | 8.74 | 18.32
37/6
37 | 37 | HEATING, VENTILATION AND AIR-CONDITIONING - DUCTWORK | [17 empty] | 37
| Item | Item
AIR DUCTS, THERMAL INSULATION & ACCESSORIES
| (CONT'D) |  |  |  | Take | [20 empty] | Take
| Supply | [22 empty] | down |  | down |  | Fix
| and | [22 empty] | and |  | and set |  | only
| Air registers and diffusers (Cont'd) | [9 empty] | fix | [12 empty] | clear |  | aside for
| away | [24 empty] | re-use
Air registers (metal type c/w painting) c/w volume control damper of size : -
| A | [22 empty] | B |  | C |  | D
| Each |  |  | $ | [19 empty] | $ |  | $ |  | $
37081 | 37081 | Up to 0.1 m²............................................................................................................................................................................. | [17 empty] | 216.63 |  |  |  | 4.41 |  |  | 5.52 | 12.78 |  | 37081 |  |  |  | 37081 | 216.63 4.41 5.52 12.78 37081 | 216.63 | 4.41 | 5.52 | 12.78 | 216.63 | 4.41 | 5.52 | 12.78
37082 | 37082 | 0.1 - 0.3 m².............................................................................................................................................................................. | [17 empty] | 418.00 |  |  |  | 5.40 |  |  | 6.62 | 14.81 |  | 37082 |  |  |  | 37082 | 418.00 5.40 6.62 14.81 37082 | 418 | 5.4 | 6.62 | 14.81 | 418 | 5.4 | 6.62 | 14.81
37083 | 37083 | 0.3 - 0.5 m².............................................................................................................................................................................. | [17 empty] | 815.94 |  |  |  | 6.52 |  |  | 7.63 | 16.62 |  | 37083 |  |  |  | 37083 | 815.94 6.52 7.63 16.62 37083 | 815.94 | 6.52 | 7.63 | 16.62 | 815.94 | 6.52 | 7.63 | 16.62
37084 | 37084 | 0.5 - 0.8 m².............................................................................................................................................................................. | [17 empty] | 1,613.52 |  |  |  | 7.63 |  |  | 8.74 | 18.32 |  | 37084 |  |  |  | 37084 | 1,613.52 7.63 8.74 18.32 37084 | 1613.52 | 7.63 | 8.74 | 18.32 | 1613.52 | 7.63 | 8.74 | 18.32
Ceiling diffusers of all shape (aluminium type) with volume control damper of size : -
Each
37085 | 37085 | Up to 0.1 m²............................................................................................................................................................................. | [17 empty] | 315.53 |  |  |  | 4.41 |  |  | 5.90 | 14.81 |  | 37085 |  |  |  | 37085 | 315.53 4.41 5.90 14.81 37085 | 315.53 | 4.41 | 5.9 | 14.81 | 315.53 | 4.41 | 5.9 | 14.81
37086 | 37086 | 0.1 - 0.2 m².............................................................................................................................................................................. | [17 empty] | 512.28 |  |  |  | 4.95 |  |  | 6.56 | 15.68 |  | 37086 |  |  |  | 37086 | 512.28 4.95 6.56 15.68 37086 | 512.28 | 4.95 | 6.56 | 15.68 | 512.28 | 4.95 | 6.56 | 15.68
37087 | 37087 | 0.2 - 0.3 m².............................................................................................................................................................................. | [17 empty] | 716.67 |  |  |  | 5.45 |  |  | 7.42 | 16.56 |  | 37087 |  |  |  | 37087 | 716.67 5.45 7.42 16.56 37087 | 716.67 | 5.45 | 7.42 | 16.56 | 716.67 | 5.45 | 7.42 | 16.56
37088 | 37088 | 0.3 - 0.5 m².............................................................................................................................................................................. | [17 empty] | 1,149.85 |  |  |  | 6.06 |  |  | 8.35 | 17.43 |  | 37088 |  |  |  | 37088 | 1,149.85 6.06 8.35 17.43 37088 | 1149.85 | 6.06 | 8.35 | 17.43 | 1149.85 | 6.06 | 8.35 | 17.43
Ceiling diffusers of all shape (metal type c/w painting) with volume control damper of size : -
Each
37089 | 37089 | Up to 0.1 m²............................................................................................................................................................................. | [17 empty] | 218.02 |  |  |  | 4.41 |  |  | 5.90 | 14.81 |  | 37089 |  |  |  | 37089 | 218.02 4.41 5.90 14.81 37089 | 218.02 | 4.41 | 5.9 | 14.81 | 218.02 | 4.41 | 5.9 | 14.81
37090 | 37090 | 0.1 - 0.2 m².............................................................................................................................................................................. | [17 empty] | 416.48 |  |  |  | 4.95 |  |  | 6.56 | 15.68 |  | 37090 |  |  |  | 37090 | 416.48 4.95 6.56 15.68 37090 | 416.48 | 4.95 | 6.56 | 15.68 | 416.48 | 4.95 | 6.56 | 15.68
37091 | 37091 | 0.2 - 0.3 m².............................................................................................................................................................................. | [17 empty] | 666.89 |  |  |  | 5.45 |  |  | 7.42 | 16.56 |  | 37091 |  |  |  | 37091 | 666.89 5.45 7.42 16.56 37091 | 666.89 | 5.45 | 7.42 | 16.56 | 666.89 | 5.45 | 7.42 | 16.56
37092 | 37092 | 0.3 - 0.5 m².............................................................................................................................................................................. | [17 empty] | 1,110.82 |  |  |  | 6.06 |  |  | 8.35 | 17.43 |  | 37092 |  |  |  | 37092 | 1,110.82 6.06 8.35 17.43 37092 | 1110.82 | 6.06 | 8.35 | 17.43 | 1110.82 | 6.06 | 8.35 | 17.43
37/7
37 | 37 | HEATING, VENTILATION AND AIR-CONDITIONING - DUCTWORK | [17 empty] | 37
| Item | Item
AIR DUCTS, THERMAL INSULATION & ACCESSORIES
| (CONT'D) |  |  |  | Take | [20 empty] | Take
| Supply | [22 empty] | down |  | down |  | Fix
| and | [22 empty] | and |  | and set |  | only
| Linear diffusers |  |  |  |  | fix | [17 empty] | clear |  | aside for
| away | [24 empty] | re-use
Aluminium linear slot diffuser c/w adjustable damper and accessories : -
| A | [22 empty] | B |  | C |  | D
| Per linear metre |  |  |  |  | $ | [17 empty] | $ |  | $ |  | $
37093 | 37093 | 1 slot........................................................................................................................................................................................ | [17 empty] | 374.46 |  |  |  | 5.44 |  |  | 7.13 | 13.86 |  | 37093 |  |  |  | 37093 | 374.46 5.44 7.13 13.86 37093 | 374.46 | 5.44 | 7.13 | 13.86 | 374.46 | 5.44 | 7.13 | 13.86
37094 | 37094 | 2 slots....................................................................................................................................................................................... | [17 empty] | 449.05 |  |  |  | 5.44 |  |  | 7.13 | 13.86 |  | 37094 |  |  |  | 37094 | 449.05 5.44 7.13 13.86 37094 | 449.05 | 5.44 | 7.13 | 13.86 | 449.05 | 5.44 | 7.13 | 13.86
37095 | 37095 | 3 slots....................................................................................................................................................................................... | [17 empty] | 525.79 |  |  |  | 5.44 |  |  | 7.13 | 13.86 |  | 37095 |  |  |  | 37095 | 525.79 5.44 7.13 13.86 37095 | 525.79 | 5.44 | 7.13 | 13.86 | 525.79 | 5.44 | 7.13 | 13.86
37096 | 37096 | 4 slots....................................................................................................................................................................................... | [17 empty] | 598.79 |  |  |  | 5.44 |  |  | 7.13 | 13.86 |  | 37096 |  |  |  | 37096 | 598.79 5.44 7.13 13.86 37096 | 598.79 | 5.44 | 7.13 | 13.86 | 598.79 | 5.44 | 7.13 | 13.86
Linear air grille
Aluminium linear bar grille c/w blank-off plate where applicable : -
Per linear metre
37097 | 37097 | Up to 100 mm width............................................................................................................................................................... | [17 empty] | 339.00 |  |  |  | 6.78 |  |  | 10.17 | 19.77 |  | 37097 |  |  |  | 37097 | 339.00 6.78 10.17 19.77 37097 | 339 | 6.78 | 10.17 | 19.77 | 339 | 6.78 | 10.17 | 19.77
37098 | 37098 | 100 mm - 200 mm width......................................................................................................................................................... | [17 empty] | 406.80 |  |  |  | 6.78 |  |  | 10.17 | 19.77 |  | 37098 |  |  |  | 37098 | 406.80 6.78 10.17 19.77 37098 | 406.8 | 6.78 | 10.17 | 19.77 | 406.8 | 6.78 | 10.17 | 19.77
37099 | 37099 | 200 mm - 300 mm width......................................................................................................................................................... | [17 empty] | 474.60 |  |  |  | 6.78 |  |  | 10.17 | 19.77 |  | 37099 |  |  |  | 37099 | 474.60 6.78 10.17 19.77 37099 | 474.6 | 6.78 | 10.17 | 19.77 | 474.6 | 6.78 | 10.17 | 19.77
Aluminium linear bar grille with volume control damper c/w blank-off plate where applicable : -
Per linear metre
37100 | 37100 | Up to 100 mm width............................................................................................................................................................... | [17 empty] | 440.70 |  |  |  | 8.14 |  |  | 12.20 | 23.72 |  | 37100 |  |  |  | 37100 | 440.70 8.14 12.20 23.72 37100 | 440.7 | 8.14 | 12.2 | 23.72 | 440.7 | 8.14 | 12.2 | 23.72
37101 | 37101 | 100 mm -200 mm width.......................................................................................................................................................... | [17 empty] | 508.50 |  |  |  | 8.14 |  |  | 12.20 | 23.72 |  | 37101 |  |  |  | 37101 | 508.50 8.14 12.20 23.72 37101 | 508.5 | 8.14 | 12.2 | 23.72 | 508.5 | 8.14 | 12.2 | 23.72
37102 | 37102 | 200 mm - 300 mm width......................................................................................................................................................... | [17 empty] | 576.30 |  |  |  | 8.14 |  |  | 12.20 | 23.72 |  | 37102 |  |  |  | 37102 | 576.30 8.14 12.20 23.72 37102 | 576.3 | 8.14 | 12.2 | 23.72 | 576.3 | 8.14 | 12.2 | 23.72
37/8
37 | 37 | HEATING, VENTILATION AND AIR-CONDITIONING - DUCTWORK | [17 empty] | 37
| Item | Item
AIR DUCTS, THERMAL INSULATION & ACCESSORIES
(CONT'D)
| Take | [24 empty] | Take
| Supply | [22 empty] | down |  | down |  | Fix
| Linear air grille (Cont'd) | [5 empty] | and | [16 empty] | and |  | and set |  | only
| fix | [22 empty] | clear |  | aside for
| Aluminium linear bar grille with detachable core and volume control damper | [16 empty] | away | [7 empty] | re-use
c/w blank-off plate where applicable : -
| A | [22 empty] | B |  | C |  | D
| Per linear metre |  |  |  |  | $ | [17 empty] | $ |  | $ |  | $
37103 | 37103 | Up to 100 mm width............................................................................................................................................................... | [17 empty] | 508.50 |  |  |  | 10.17 |  |  | 13.56 | 26.36 |  | 37103 |  |  |  | 37103 | 508.50 10.17 13.56 26.36 37103 | 508.5 | 10.17 | 13.56 | 26.36 | 508.5 | 10.17 | 13.56 | 26.36
37104 | 37104 | 100 mm - 200 mm width......................................................................................................................................................... | [17 empty] | 576.30 |  |  |  | 10.17 |  |  | 13.56 | 26.36 |  | 37104 |  |  |  | 37104 | 576.30 10.17 13.56 26.36 37104 | 576.3 | 10.17 | 13.56 | 26.36 | 576.3 | 10.17 | 13.56 | 26.36
37105 | 37105 | 200 mm - 300 mm width......................................................................................................................................................... | [17 empty] | 644.10 |  |  |  | 10.17 |  |  | 13.56 | 26.36 |  | 37105 |  |  |  | 37105 | 644.10 10.17 13.56 26.36 37105 | 644.1 | 10.17 | 13.56 | 26.36 | 644.1 | 10.17 | 13.56 | 26.36
Return air grille
Return air grille (metal type c/w painting) c/w air filter (including hinged type) : -
Each
37106 | 37106 | Up to 0.1 m²............................................................................................................................................................................. | [17 empty] | 337.89 |  |  |  | 4.41 |  |  | 6.01 | 12.78 |  | 37106 |  |  |  | 37106 | 337.89 4.41 6.01 12.78 37106 | 337.89 | 4.41 | 6.01 | 12.78 | 337.89 | 4.41 | 6.01 | 12.78
37107 | 37107 | 0.1 - 0.3 m².............................................................................................................................................................................. | [17 empty] | 692.63 |  |  |  | 5.40 |  |  | 7.65 | 13.64 |  | 37107 |  |  |  | 37107 | 692.63 5.40 7.65 13.64 37107 | 692.63 | 5.4 | 7.65 | 13.64 | 692.63 | 5.4 | 7.65 | 13.64
37108 | 37108 | 0.3 - 0.5 m².............................................................................................................................................................................. | [17 empty] | 1,088.32 |  |  |  | 6.52 |  |  | 8.26 | 14.43 |  | 37108 |  |  |  | 37108 | 1,088.32 6.52 8.26 14.43 37108 | 1088.32 | 6.52 | 8.26 | 14.43 | 1088.32 | 6.52 | 8.26 | 14.43
37109 | 37109 | 0.5 - 0.8 m².............................................................................................................................................................................. | [17 empty] | 1,454.67 |  |  |  | 7.06 |  |  | 8.77 | 15.37 |  | 37109 |  |  |  | 37109 | 1,454.67 7.06 8.77 15.37 37109 | 1454.67 | 7.06 | 8.77 | 15.37 | 1454.67 | 7.06 | 8.77 | 15.37
37110 | 37110 | 0.8 - 1.1 m².............................................................................................................................................................................. | [17 empty] | 1,821.02 |  |  |  | 7.06 |  |  | 8.77 | 15.37 |  | 37110 |  |  |  | 37110 | 1,821.02 7.06 8.77 15.37 37110 | 1821.02 | 7.06 | 8.77 | 15.37 | 1821.02 | 7.06 | 8.77 | 15.37
Return air grille (aluminium type) c/w air filter : -
Each
37111 | 37111 | Up to 0.1 m²............................................................................................................................................................................. | [17 empty] | 404.42 |  |  |  | 5.44 |  |  | 7.13 | 12.78 |  | 37111 |  |  |  | 37111 | 404.42 5.44 7.13 12.78 37111 | 404.42 | 5.44 | 7.13 | 12.78 | 404.42 | 5.44 | 7.13 | 12.78
37112 | 37112 | 0.1 - 0.3 m².............................................................................................................................................................................. | [17 empty] | 1,090.63 |  |  |  | 6.03 |  |  | 8.24 | 14.81 |  | 37112 |  |  |  | 37112 | 1,090.63 6.03 8.24 14.81 37112 | 1090.63 | 6.03 | 8.24 | 14.81 | 1090.63 | 6.03 | 8.24 | 14.81
37113 | 37113 | 0.3 - 0.5 m².............................................................................................................................................................................. | [17 empty] | 1,479.56 |  |  |  | 6.54 |  |  | 8.74 | 16.61 |  | 37113 |  |  |  | 37113 | 1,479.56 6.54 8.74 16.61 37113 | 1479.56 | 6.54 | 8.74 | 16.61 | 1479.56 | 6.54 | 8.74 | 16.61
37114 | 37114 | 0.5 - 0.8 m².............................................................................................................................................................................. | [17 empty] | 1,780.88 |  |  |  | 7.63 |  |  | 10.30 | 18.32 |  | 37114 |  |  |  | 37114 | 1,780.88 7.63 10.30 18.32 37114 | 1780.88 | 7.63 | 10.3 | 18.32 | 1780.88 | 7.63 | 10.3 | 18.32
37115 | 37115 | 0.8 - 1.1 m².............................................................................................................................................................................. | [17 empty] | 2,082.21 |  |  |  | 7.63 |  |  | 10.30 | 18.32 |  | 37115 |  |  |  | 37115 | 2,082.21 7.63 10.30 18.32 37115 | 2082.21 | 7.63 | 10.3 | 18.32 | 2082.21 | 7.63 | 10.3 | 18.32
Exhaust air grille c/w volume control damper
Aluminium type : -
Each
37116 | 37116 | Up to 0.2 m²............................................................................................................................................................................. | [17 empty] | 382.12 |  |  |  | 5.44 |  |  | 7.13 | 13.64 |  | 37116 |  |  |  | 37116 | 382.12 5.44 7.13 13.64 37116 | 382.12 | 5.44 | 7.13 | 13.64 | 382.12 | 5.44 | 7.13 | 13.64
37117 | 37117 | 0.2 - 0.4 m².............................................................................................................................................................................. | [17 empty] | 600.62 |  |  |  | 6.03 |  |  | 7.65 | 14.43 |  | 37117 |  |  |  | 37117 | 600.62 6.03 7.65 14.43 37117 | 600.62 | 6.03 | 7.65 | 14.43 | 600.62 | 6.03 | 7.65 | 14.43
37118 | 37118 | 0.4 - 0.6 m².............................................................................................................................................................................. | [17 empty] | 889.39 |  |  |  | 6.54 |  |  | 8.26 | 15.37 |  | 37118 |  |  |  | 37118 | 889.39 6.54 8.26 15.37 37118 | 889.39 | 6.54 | 8.26 | 15.37 | 889.39 | 6.54 | 8.26 | 15.37
37/9
37 | 37 | HEATING, VENTILATION AND AIR-CONDITIONING - DUCTWORK | [17 empty] | 37
| Item | Item
AIR DUCTS, THERMAL INSULATION & ACCESSORIES
| (CONT'D) |  |  |  | Take | [20 empty] | Take
| Supply | [22 empty] | down |  | down |  | Fix
| and | [22 empty] | and |  | and set |  | only
| Exhaust air grille c/w volume control damper (Cont'd) | [12 empty] | fix | [9 empty] | clear |  | aside for
| away | [24 empty] | re-use
Metal type with painting : -
| A | [22 empty] | B |  | C |  | D
| Each |  |  | $ | [19 empty] | $ |  | $ |  | $
37119 | 37119 | Up to 0.2 m²............................................................................................................................................................................. | [17 empty] | 288.24 |  |  |  | 5.44 |  |  | 7.13 | 13.64 |  | 37119 |  |  |  | 37119 | 288.24 5.44 7.13 13.64 37119 | 288.24 | 5.44 | 7.13 | 13.64 | 288.24 | 5.44 | 7.13 | 13.64
37120 | 37120 | 0.2 - 0.4 m².............................................................................................................................................................................. | [17 empty] | 408.29 |  |  |  | 6.03 |  |  | 7.65 | 14.43 |  | 37120 |  |  |  | 37120 | 408.29 6.03 7.65 14.43 37120 | 408.29 | 6.03 | 7.65 | 14.43 | 408.29 | 6.03 | 7.65 | 14.43
37121 | 37121 | 0.4 - 0.6 m².............................................................................................................................................................................. | [17 empty] | 698.94 |  |  |  | 6.54 |  |  | 8.26 | 15.37 |  | 37121 |  |  |  | 37121 | 698.94 6.54 8.26 15.37 37121 | 698.94 | 6.54 | 8.26 | 15.37 | 698.94 | 6.54 | 8.26 | 15.37
Per square metre
37122 | 37122 | Stainless steel 316 exhaust air grille....................................................................................................................................... | [17 empty] | 2,214.75 |  |  |  | 12.27 |  |  | 15.36 | 27.01 |  | 37122 |  |  |  | 37122 | 2,214.75 12.27 15.36 27.01 37122 | 2214.75 | 12.27 | 15.36 | 27.01 | 2214.75 | 12.27 | 15.36 | 27.01
Duct work accessories : -
Each
37123 | 37123 | Ventglass L.A.......................................................................................................................................................................... | [17 empty] | 263.30 |  |  |  | 4.99 |  |  | 6.26 | 11.79 |  | 37123 |  |  |  | 37123 | 263.30 4.99 6.26 11.79 37123 | 263.3 | 4.99 | 6.26 | 11.79 | 263.3 | 4.99 | 6.26 | 11.79
37124 | 37124 | Ventglass L.A. c/w insulation ................................................................................................................................................ | [17 empty] | 397.72 |  |  |  | 4.99 |  |  | 6.78 | 12.69 |  | 37124 |  |  |  | 37124 | 397.72 4.99 6.78 12.69 37124 | 397.72 | 4.99 | 6.78 | 12.69 | 397.72 | 4.99 | 6.78 | 12.69
Dampers
Fire damper (all type c/w holding frame, enclosure, access panel, electro-
thermal link etc.) of F.S.D. approved type : -
Each
37125 | 37125 | Up to 0.1 m²............................................................................................................................................................................. | [17 empty] | 726.57 |  |  |  | 8.59 |  |  | 12.87 | 29.23 |  | 37125 |  |  |  | 37125 | 726.57 8.59 12.87 29.23 37125 | 726.57 | 8.59 | 12.87 | 29.23 | 726.57 | 8.59 | 12.87 | 29.23
37126 | 37126 | 0.1 - 0.3 m².............................................................................................................................................................................. | [17 empty] | 1,102.21 |  |  |  | 9.59 |  |  | 13.89 | 31.39 |  | 37126 |  |  |  | 37126 | 1,102.21 9.59 13.89 31.39 37126 | 1102.21 | 9.59 | 13.89 | 31.39 | 1102.21 | 9.59 | 13.89 | 31.39
37127 | 37127 | 0.3 - 0.5 m².............................................................................................................................................................................. | [17 empty] | 1,430.26 |  |  |  | 10.59 |  |  | 14.88 | 32.70 |  | 37127 |  |  |  | 37127 | 1,430.26 10.59 14.88 32.70 37127 | 1430.26 | 10.59 | 14.88 | 32.7 | 1430.26 | 10.59 | 14.88 | 32.7
37128 | 37128 | 0.5 - 0.8 m².............................................................................................................................................................................. | [17 empty] | 1,951.06 |  |  |  | 11.77 |  |  | 16.06 | 34.48 |  | 37128 |  |  |  | 37128 | 1,951.06 11.77 16.06 34.48 37128 | 1951.06 | 11.77 | 16.06 | 34.48 | 1951.06 | 11.77 | 16.06 | 34.48
37/10
37 | 37 | HEATING, VENTILATION AND AIR-CONDITIONING - DUCTWORK | [17 empty] | 37
| Item | Item
AIR DUCTS, THERMAL INSULATION & ACCESSORIES
(CONT'D)
| Take | [24 empty] | Take
| Supply | [22 empty] | down |  | down |  | Fix
| Dampers (Cont'd) |  |  |  |  | and | [17 empty] | and |  | and set |  | only
| fix | [22 empty] | clear |  | aside for
| Fire damper (all type c/w stainless steel blades, galvanised steel holding frame, | [16 empty] | away | [7 empty] | re-use
enclosure, access panel, electro thermal link etc.) of F.S.D. approved type : -
| A | [22 empty] | B |  | C |  | D
| Each |  |  | $ | [19 empty] | $ |  | $ |  | $
37129 | 37129 | Up to 0.1 m²............................................................................................................................................................................. | [17 empty] | 994.50 |  |  |  | 8.59 |  |  | 12.87 | 29.23 |  | 37129 |  |  |  | 37129 | 994.50 8.59 12.87 29.23 37129 | 994.5 | 8.59 | 12.87 | 29.23 | 994.5 | 8.59 | 12.87 | 29.23
37130 | 37130 | 0.1 - 0.3 m².............................................................................................................................................................................. | [17 empty] | 1,508.66 |  |  |  | 9.59 |  |  | 13.89 | 31.39 |  | 37130 |  |  |  | 37130 | 1,508.66 9.59 13.89 31.39 37130 | 1508.66 | 9.59 | 13.89 | 31.39 | 1508.66 | 9.59 | 13.89 | 31.39
37131 | 37131 | 0.3 - 0.5 m².............................................................................................................................................................................. | [17 empty] | 1,957.69 |  |  |  | 10.59 |  |  | 14.88 | 32.70 |  | 37131 |  |  |  | 37131 | 1,957.69 10.59 14.88 32.70 37131 | 1957.69 | 10.59 | 14.88 | 32.7 | 1957.69 | 10.59 | 14.88 | 32.7
37132 | 37132 | 0.5 - 0.8 m².............................................................................................................................................................................. | [17 empty] | 2,670.54 |  |  |  | 11.77 |  |  | 16.06 | 34.48 |  | 37132 |  |  |  | 37132 | 2,670.54 11.77 16.06 34.48 37132 | 2670.54 | 11.77 | 16.06 | 34.48 | 2670.54 | 11.77 | 16.06 | 34.48
Fire damper (all type c/w holding frame, enclosure, access panel, fusible link etc.)
of F.S.D. approved type : -
Each
37133 | 37133 | Up to 0.1 m²............................................................................................................................................................................. | [17 empty] | 668.44 |  |  |  | 4.70 |  |  | 7.14 | 16.55 |  | 37133 |  |  |  | 37133 | 668.44 4.70 7.14 16.55 37133 | 668.44 | 4.7 | 7.14 | 16.55 | 668.44 | 4.7 | 7.14 | 16.55
37134 | 37134 | 0.1 - 0.3 m².............................................................................................................................................................................. | [17 empty] | 1,014.03 |  |  |  | 5.27 |  |  | 7.71 | 17.60 |  | 37134 |  |  |  | 37134 | 1,014.03 5.27 7.71 17.60 37134 | 1014.03 | 5.27 | 7.71 | 17.6 | 1014.03 | 5.27 | 7.71 | 17.6
37135 | 37135 | 0.3 - 0.5 m².............................................................................................................................................................................. | [17 empty] | 1,315.84 |  |  |  | 5.80 |  |  | 8.25 | 18.35 |  | 37135 |  |  |  | 37135 | 1,315.84 5.80 8.25 18.35 37135 | 1315.84 | 5.8 | 8.25 | 18.35 | 1315.84 | 5.8 | 8.25 | 18.35
37136 | 37136 | 0.5 - 0.8 m².............................................................................................................................................................................. | [17 empty] | 1,794.98 |  |  |  | 6.45 |  |  | 8.90 | 19.24 |  | 37136 |  |  |  | 37136 | 1,794.98 6.45 8.90 19.24 37136 | 1794.98 | 6.45 | 8.9 | 19.24 | 1794.98 | 6.45 | 8.9 | 19.24
Fire damper (all type c/w stainless steel blades, galvanised steel holding frame,
enclosure, access panel, fusible link etc.) of F.S.D. approved type : -
Each
37137 | 37137 | Up to 0.1 m²............................................................................................................................................................................. | [17 empty] | 914.94 |  |  |  | 4.70 |  |  | 7.14 | 16.55 |  | 37137 |  |  |  | 37137 | 914.94 4.70 7.14 16.55 37137 | 914.94 | 4.7 | 7.14 | 16.55 | 914.94 | 4.7 | 7.14 | 16.55
37138 | 37138 | 0.1 - 0.3 m².............................................................................................................................................................................. | [17 empty] | 1,387.97 |  |  |  | 5.27 |  |  | 7.71 | 17.60 |  | 37138 |  |  |  | 37138 | 1,387.97 5.27 7.71 17.60 37138 | 1387.97 | 5.27 | 7.71 | 17.6 | 1387.97 | 5.27 | 7.71 | 17.6
37139 | 37139 | 0.3 - 0.5 m².............................................................................................................................................................................. | [17 empty] | 1,801.07 |  |  |  | 5.80 |  |  | 8.25 | 18.35 |  | 37139 |  |  |  | 37139 | 1,801.07 5.80 8.25 18.35 37139 | 1801.07 | 5.8 | 8.25 | 18.35 | 1801.07 | 5.8 | 8.25 | 18.35
37140 | 37140 | 0.5 - 0.8 m².............................................................................................................................................................................. | [17 empty] | 2,456.90 |  |  |  | 6.45 |  |  | 8.90 | 19.24 |  | 37140 |  |  |  | 37140 | 2,456.90 6.45 8.90 19.24 37140 | 2456.9 | 6.45 | 8.9 | 19.24 | 2456.9 | 6.45 | 8.9 | 19.24
Combined smoke and fire damper c/w holding frame, enclosure, access panel,
fusible link or electromagnet release of F.S.D. approved type : -
Each
37141 | 37141 | Up to 0.1 m²............................................................................................................................................................................. | [17 empty] | 2,945.69 |  |  |  | 4.99 |  |  | 7.58 | 17.68 |  | 37141 |  |  |  | 37141 | 2,945.69 4.99 7.58 17.68 37141 | 2945.69 | 4.99 | 7.58 | 17.68 | 2945.69 | 4.99 | 7.58 | 17.68
37142 | 37142 | 0.1 - 0.3 m².............................................................................................................................................................................. | [17 empty] | 3,988.39 |  |  |  | 5.57 |  |  | 8.15 | 18.77 |  | 37142 |  |  |  | 37142 | 3,988.39 5.57 8.15 18.77 37142 | 3988.39 | 5.57 | 8.15 | 18.77 | 3988.39 | 5.57 | 8.15 | 18.77
37143 | 37143 | 0.3 - 0.5 m².............................................................................................................................................................................. | [17 empty] | 5,407.09 |  |  |  | 6.14 |  |  | 8.74 | 19.60 |  | 37143 |  |  |  | 37143 | 5,407.09 6.14 8.74 19.60 37143 | 5407.09 | 6.14 | 8.74 | 19.6 | 5407.09 | 6.14 | 8.74 | 19.6
37144 | 37144 | 0.5 - 0.8 m².............................................................................................................................................................................. | [17 empty] | 6,976.08 |  |  |  | 6.84 |  |  | 9.43 | 20.60 |  | 37144 |  |  |  | 37144 | 6,976.08 6.84 9.43 20.60 37144 | 6976.08 | 6.84 | 9.43 | 20.6 | 6976.08 | 6.84 | 9.43 | 20.6
37/11
37 | 37 | HEATING, VENTILATION AND AIR-CONDITIONING - DUCTWORK | [17 empty] | 37
| Item | Item
AIR DUCTS, THERMAL INSULATION & ACCESSORIES
| (CONT'D) |  |  |  | Take | [20 empty] | Take
| Supply | [22 empty] | down |  | down |  | Fix
| and | [22 empty] | and |  | and set |  | only
| Dampers (Cont'd) |  |  |  |  | fix | [17 empty] | clear |  | aside for
| away | [24 empty] | re-use
Combined smoke and fire damper c/w actuator and electrical connection : -
| A | [22 empty] | B |  | C |  | D
| Each |  |  | $ | [19 empty] | $ |  | $ |  | $
37145 | 37145 | Up to 0.1 m²............................................................................................................................................................................. | [17 empty] | 2,395.31 |  |  |  | 4.46 |  |  | 6.78 | 15.60 |  | 37145 |  |  |  | 37145 | 2,395.31 4.46 6.78 15.60 37145 | 2395.31 | 4.46 | 6.78 | 15.6 | 2395.31 | 4.46 | 6.78 | 15.6
37146 | 37146 | 0.1 - 0.3 m².............................................................................................................................................................................. | [17 empty] | 3,376.32 |  |  |  | 4.83 |  |  | 7.13 | 16.64 |  | 37146 |  |  |  | 37146 | 3,376.32 4.83 7.13 16.64 37146 | 3376.32 | 4.83 | 7.13 | 16.64 | 3376.32 | 4.83 | 7.13 | 16.64
37147 | 37147 | 0.3 - 0.5 m².............................................................................................................................................................................. | [17 empty] | 4,399.37 |  |  |  | 5.24 |  |  | 7.56 | 18.13 |  | 37147 |  |  |  | 37147 | 4,399.37 5.24 7.56 18.13 37147 | 4399.37 | 5.24 | 7.56 | 18.13 | 4399.37 | 5.24 | 7.56 | 18.13
37148 | 37148 | 0.5 - 0.8 m².............................................................................................................................................................................. | [17 empty] | 5,114.67 |  |  |  | 5.96 |  |  | 8.16 | 20.34 |  | 37148 |  |  |  | 37148 | 5,114.67 5.96 8.16 20.34 37148 | 5114.67 | 5.96 | 8.16 | 20.34 | 5114.67 | 5.96 | 8.16 | 20.34
Fire damper to louver door c/w all necessary accessories of F.S.D. approved type : -
Each
37149 | 37149 | Up to 0.1 m²............................................................................................................................................................................. | [17 empty] | 901.66 |  |  |  | 94.88 |  |  | 100.94 | 257.73 |  | 37149 |  |  |  | 37149 | 901.66 94.88 100.94 257.73 37149 | 901.66 | 94.88 | 100.94 | 257.73 | 901.66 | 94.88 | 100.94 | 257.73
37150 | 37150 | 0.1 - 0.3 m².............................................................................................................................................................................. | [17 empty] | 1,107.71 |  |  |  | 107.16 |  |  | 112.60 | 300.74 |  | 37150 |  |  |  | 37150 | 1,107.71 107.16 112.60 300.74 37150 | 1107.71 | 107.16 | 112.6 | 300.74 | 1107.71 | 107.16 | 112.6 | 300.74
37151 | 37151 | 0.3 - 0.5 m².............................................................................................................................................................................. | [17 empty] | 1,296.41 |  |  |  | 116.37 |  |  | 122.85 | 343.13 |  | 37151 |  |  |  | 37151 | 1,296.41 116.37 122.85 343.13 37151 | 1296.41 | 116.37 | 122.85 | 343.13 | 1296.41 | 116.37 | 122.85 | 343.13
37152 | 37152 | 0.5 - 0.8 m².............................................................................................................................................................................. | [17 empty] | 1,582.61 |  |  |  | 128.03 |  |  | 133.89 | 428.96 |  | 37152 |  |  |  | 37152 | 1,582.61 128.03 133.89 428.96 37152 | 1582.61 | 128.03 | 133.89 | 428.96 | 1582.61 | 128.03 | 133.89 | 428.96
Motorized damper c/w actuator, coupling, electrical connection, connected to an
electricity supply point : -
Each
37153 | 37153 | Up to 0.1 m²............................................................................................................................................................................. | [17 empty] | 1,244.83 |  |  |  | 18.38 |  |  | 29.86 | 117.75 |  | 37153 |  |  |  | 37153 | 1,244.83 18.38 29.86 117.75 37153 | 1244.83 | 18.38 | 29.86 | 117.75 | 1244.83 | 18.38 | 29.86 | 117.75
37154 | 37154 | 0.1 - 0.3 m².............................................................................................................................................................................. | [17 empty] | 2,472.43 |  |  |  | 26.55 |  |  | 37.26 | 137.28 |  | 37154 |  |  |  | 37154 | 2,472.43 26.55 37.26 137.28 37154 | 2472.43 | 26.55 | 37.26 | 137.28 | 2472.43 | 26.55 | 37.26 | 137.28
37155 | 37155 | 0.3 - 0.5 m².............................................................................................................................................................................. | [17 empty] | 3,292.48 |  |  |  | 29.54 |  |  | 46.13 | 152.37 |  | 37155 |  |  |  | 37155 | 3,292.48 29.54 46.13 152.37 37155 | 3292.48 | 29.54 | 46.13 | 152.37 | 3292.48 | 29.54 | 46.13 | 152.37
37156 | 37156 | 0.5 - 0.8 m².............................................................................................................................................................................. | [17 empty] | 4,064.75 |  |  |  | 34.01 |  |  | 51.92 | 165.34 |  | 37156 |  |  |  | 37156 | 4,064.75 34.01 51.92 165.34 37156 | 4064.75 | 34.01 | 51.92 | 165.34 | 4064.75 | 34.01 | 51.92 | 165.34
Stainless Steel 304 Volume Control Damper (Motorized type) : -
Each
37157 | 37157 | 150 x 150 x 150 mm............................................................................................................................................................... | [17 empty] | 2,930.77 |  |  |  | 13.59 |  |  | 20.07 | 31.14 |  | 37157 |  |  |  | 37157 | 2,930.77 13.59 20.07 31.14 37157 | 2930.77 | 13.59 | 20.07 | 31.14 | 2930.77 | 13.59 | 20.07 | 31.14
37158 | 37158 | 400 x 300 x 200 mm............................................................................................................................................................... | [17 empty] | 4,076.93 |  |  |  | 13.59 |  |  | 20.07 | 31.14 |  | 37158 |  |  |  | 37158 | 4,076.93 13.59 20.07 31.14 37158 | 4076.93 | 13.59 | 20.07 | 31.14 | 4076.93 | 13.59 | 20.07 | 31.14
37159 | 37159 | 500 x 300 x 200 mm............................................................................................................................................................... | [17 empty] | 5,239.26 |  |  |  | 13.59 |  |  | 20.07 | 31.14 |  | 37159 |  |  |  | 37159 | 5,239.26 13.59 20.07 31.14 37159 | 5239.26 | 13.59 | 20.07 | 31.14 | 5239.26 | 13.59 | 20.07 | 31.14
37/12
37 | 37 | HEATING, VENTILATION AND AIR-CONDITIONING - DUCTWORK | [17 empty] | 37
| Item | Item
AIR DUCTS, THERMAL INSULATION & ACCESSORIES
| (CONT'D) |  |  |  | Take | [20 empty] | Take
| Supply | [22 empty] | down |  | down |  | Fix
| and | [22 empty] | and |  | and set |  | only
| Dampers (Cont'd) |  |  |  |  | fix | [17 empty] | clear |  | aside for
| away | [24 empty] | re-use
Stainless Steel 316 Volume Control Damper (Motorized type) : -
| A | [22 empty] | B |  | C |  | D
| Each |  |  | $ | [19 empty] | $ |  | $ |  | $
37160 | 37160 | 150 x 150 x 150 mm............................................................................................................................................................... | [17 empty] | 3,757.10 |  |  |  | 13.59 |  |  | 20.07 | 31.14 |  | 37160 |  |  |  | 37160 | 3,757.10 13.59 20.07 31.14 37160 | 3757.1 | 13.59 | 20.07 | 31.14 | 3757.1 | 13.59 | 20.07 | 31.14
37161 | 37161 | 400 x 300 x 200 mm............................................................................................................................................................... | [17 empty] | 4,863.04 |  |  |  | 13.59 |  |  | 20.07 | 31.14 |  | 37161 |  |  |  | 37161 | 4,863.04 13.59 20.07 31.14 37161 | 4863.04 | 13.59 | 20.07 | 31.14 | 4863.04 | 13.59 | 20.07 | 31.14
37162 | 37162 | 500 x 300 x 200 mm............................................................................................................................................................... | [17 empty] | 6,111.20 |  |  |  | 13.59 |  |  | 20.07 | 31.14 |  | 37162 |  |  |  | 37162 | 6,111.20 13.59 20.07 31.14 37162 | 6111.2 | 13.59 | 20.07 | 31.14 | 6111.2 | 13.59 | 20.07 | 31.14
37163 | 37163 | Damper actuator that shall be of the linear or rotary type for either modulating or
| two-positioning control........................................................................................................................................................... | [18 empty] | 1,358.32 |  |  |  | 14.59 |  |  | 23.57 | 98.91 |  | 37163 |  |  |  | 37163 | 1,358.32 14.59 23.57 98.91 37163 | 1358.32 | 14.59 | 23.57 | 98.91 | 1358.32 | 14.59 | 23.57 | 98.91
Self-closing (non-return) damper c/w device for position and locking the damper blades,
access panel and label etc. : -
Each
37164 | 37164 | Up to 0.1 m²............................................................................................................................................................................. | [17 empty] | 163.07 |  |  |  | 4.10 |  |  | 6.21 | 15.39 |  | 37164 |  |  |  | 37164 | 163.07 4.10 6.21 15.39 37164 | 163.07 | 4.1 | 6.21 | 15.39 | 163.07 | 4.1 | 6.21 | 15.39
37165 | 37165 | 0.1 - 0.3 m².............................................................................................................................................................................. | [17 empty] | 316.95 |  |  |  | 4.54 |  |  | 6.67 | 16.20 |  | 37165 |  |  |  | 37165 | 316.95 4.54 6.67 16.20 37165 | 316.95 | 4.54 | 6.67 | 16.2 | 316.95 | 4.54 | 6.67 | 16.2
37166 | 37166 | 0.3 - 0.5 m².............................................................................................................................................................................. | [17 empty] | 613.45 |  |  |  | 5.03 |  |  | 7.13 | 17.23 |  | 37166 |  |  |  | 37166 | 613.45 5.03 7.13 17.23 37166 | 613.45 | 5.03 | 7.13 | 17.23 | 613.45 | 5.03 | 7.13 | 17.23
37167 | 37167 | 0.5 - 0.8 m².............................................................................................................................................................................. | [17 empty] | 1,221.52 |  |  |  | 5.57 |  |  | 7.66 | 18.61 |  | 37167 |  |  |  | 37167 | 1,221.52 5.57 7.66 18.61 37167 | 1221.52 | 5.57 | 7.66 | 18.61 | 1221.52 | 5.57 | 7.66 | 18.61
Air filter c/w enclosure, holding frame and air gasket : -
Per square metre of surface area facing air stream
37168 | 37168 | Filter for FCU/fresh air filter/pre-filter................................................................................................................................... | [17 empty] | 1,530.05 |  |  |  | 8.10 |  |  | 10.92 | 17.79 |  | 37168 |  |  |  | 37168 | 1,530.05 8.10 10.92 17.79 37168 | 1530.05 | 8.1 | 10.92 | 17.79 | 1530.05 | 8.1 | 10.92 | 17.79
37169 | 37169 | Main filter cartridge type........................................................................................................................................................ | [17 empty] | 1,911.74 |  |  |  | 8.10 |  |  | 10.92 | 17.79 |  | 37169 |  |  |  | 37169 | 1,911.74 8.10 10.92 17.79 37169 | 1911.74 | 8.1 | 10.92 | 17.79 | 1911.74 | 8.1 | 10.92 | 17.79
37170 | 37170 | HEPA filter.............................................................................................................................................................................. | [17 empty] | 3,821.53 |  |  |  | 8.10 |  |  | 10.92 | 17.79 |  | 37170 |  |  |  | 37170 | 3,821.53 8.10 10.92 17.79 37170 | 3821.53 | 8.1 | 10.92 | 17.79 | 3821.53 | 8.1 | 10.92 | 17.79
37171 | 37171 | Bag filter of high efficiency with extended area, deep pleated type mounted to modular
sections and equipped with holding frames & c/w at least four heavy duty spring type
| positive sealing latches (Air velocity flow rate of 1.0 to 3.5 m³/s )....................................................................................... | [18 empty] | 1,291.76 |  |  |  | 8.15 |  |  | 11.62 | 18.91 |  | 37171 |  |  |  | 37171 | 1,291.76 8.15 11.62 18.91 37171 | 1291.76 | 8.15 | 11.62 | 18.91 | 1291.76 | 8.15 | 11.62 | 18.91
Perforated diffuser c/w volume control damper and HEPA filter : -
Per set
37172 | 37172 | 1200 mm x 600 mm................................................................................................................................................................ | [17 empty] | 10,699.83 |  |  |  | 18.85 |  |  | 25.34 | 41.76 |  | 37172 |  |  |  | 37172 | 10,699.83 18.85 25.34 41.76 37172 | 10699.83 | 18.85 | 25.34 | 41.76 | 10699.83 | 18.85 | 25.34 | 41.76
37173 | 37173 | 600 mm x 600 mm.................................................................................................................................................................. | [17 empty] | 5,699.59 |  |  |  | 15.03 |  |  | 20.20 | 33.58 |  | 37173 |  |  |  | 37173 | 5,699.59 15.03 20.20 33.58 37173 | 5699.59 | 15.03 | 20.2 | 33.58 | 5699.59 | 15.03 | 20.2 | 33.58
37/13
37 | 37 | HEATING, VENTILATION AND AIR-CONDITIONING - DUCTWORK | [17 empty] | 37
| Item | Item
AIR DUCTS, THERMAL INSULATION & ACCESSORIES
| (CONT'D) |  |  |  | Take | [20 empty] | Take
| Supply | [22 empty] | down |  | down |  | Fix
| and | [22 empty] | and |  | and set |  | only
| Electro-static filter and accessories | [9 empty] | fix | [12 empty] | clear |  | aside for
| away | [24 empty] | re-use
Nominal airflow rate : -
| A | [22 empty] | B |  | C |  | D
| Per set |  |  | $ | [19 empty] | $ |  | $ |  | $
37174 | 37174 | Up to 0.5 m³/s.......................................................................................................................................................................... | [17 empty] | 5,333.40 |  |  |  | 12.96 |  |  | 15.66 | 49.33 |  | 37174 |  |  |  | 37174 | 5,333.40 12.96 15.66 49.33 37174 | 5333.4 | 12.96 | 15.66 | 49.33 | 5333.4 | 12.96 | 15.66 | 49.33
37175 | 37175 | 0.5 - 1 m³/s............................................................................................................................................................................... | [17 empty] | 10,599.44 |  |  |  | 15.58 |  |  | 18.27 | 54.24 |  | 37175 |  |  |  | 37175 | 10,599.44 15.58 18.27 54.24 37175 | 10599.44 | 15.58 | 18.27 | 54.24 | 10599.44 | 15.58 | 18.27 | 54.24
37176 | 37176 | 1 - 2 m³/s.................................................................................................................................................................................. | [17 empty] | 21,316.47 |  |  |  | 18.04 |  |  | 20.84 | 59.20 |  | 37176 |  |  |  | 37176 | 21,316.47 18.04 20.84 59.20 37176 | 21316.47 | 18.04 | 20.84 | 59.2 | 21316.47 | 18.04 | 20.84 | 59.2
37177 | 37177 | 2 - 3 m³/s.................................................................................................................................................................................. | [17 empty] | 22,789.34 |  |  |  | 20.60 |  |  | 23.38 | 64.18 |  | 37177 |  |  |  | 37177 | 22,789.34 20.60 23.38 64.18 37177 | 22789.34 | 20.6 | 23.38 | 64.18 | 22789.34 | 20.6 | 23.38 | 64.18
37178 | 37178 | 3 - 4 m³/s.................................................................................................................................................................................. | [17 empty] | 25,008.41 |  |  |  | 23.20 |  |  | 25.99 | 73.83 |  | 37178 |  |  |  | 37178 | 25,008.41 23.20 25.99 73.83 37178 | 25008.41 | 23.2 | 25.99 | 73.83 | 25008.41 | 23.2 | 25.99 | 73.83
37179 | 37179 | 4 - 5 m³/s.................................................................................................................................................................................. | [17 empty] | 28,600.89 |  |  |  | 25.67 |  |  | 28.72 | 78.70 |  | 37179 |  |  |  | 37179 | 28,600.89 25.67 28.72 78.70 37179 | 28600.89 | 25.67 | 28.72 | 78.7 | 28600.89 | 25.67 | 28.72 | 78.7
37180 | 37180 | 5 - 6 m³/s.................................................................................................................................................................................. | [17 empty] | 32,960.59 |  |  |  | 28.24 |  |  | 31.12 | 87.94 |  | 37180 |  |  |  | 37180 | 32,960.59 28.24 31.12 87.94 37180 | 32960.59 | 28.24 | 31.12 | 87.94 | 32960.59 | 28.24 | 31.12 | 87.94
Active carbon filter c/w high-grade activated carbon filters and pre-filter and housed
in a frame structure
Nominal airflow rate : -
Per set
37181 | 37181 | Up to 0.5 m³/s.......................................................................................................................................................................... | [17 empty] | 4,778.67 |  |  |  | 8.42 |  |  | 11.35 | 26.79 |  | 37181 |  |  |  | 37181 | 4,778.67 8.42 11.35 26.79 37181 | 4778.67 | 8.42 | 11.35 | 26.79 | 4778.67 | 8.42 | 11.35 | 26.79
37182 | 37182 | 0.5 - 1 m³/s............................................................................................................................................................................... | [17 empty] | 7,139.68 |  |  |  | 11.22 |  |  | 14.06 | 32.17 |  | 37182 |  |  |  | 37182 | 7,139.68 11.22 14.06 32.17 37182 | 7139.68 | 11.22 | 14.06 | 32.17 | 7139.68 | 11.22 | 14.06 | 32.17
37183 | 37183 | 1 - 2 m³/s.................................................................................................................................................................................. | [17 empty] | 11,154.96 |  |  |  | 14.03 |  |  | 16.93 | 37.55 |  | 37183 |  |  |  | 37183 | 11,154.96 14.03 16.93 37.55 37183 | 11154.96 | 14.03 | 16.93 | 37.55 | 11154.96 | 14.03 | 16.93 | 37.55
37184 | 37184 | 2 - 3 m³/s.................................................................................................................................................................................. | [17 empty] | 15,967.98 |  |  |  | 16.84 |  |  | 19.75 | 42.92 |  | 37184 |  |  |  | 37184 | 15,967.98 16.84 19.75 42.92 37184 | 15967.98 | 16.84 | 19.75 | 42.92 | 15967.98 | 16.84 | 19.75 | 42.92
37185 | 37185 | 3 - 4 m³/s.................................................................................................................................................................................. | [17 empty] | 19,053.54 |  |  |  | 19.50 |  |  | 22.50 | 48.15 |  | 37185 |  |  |  | 37185 | 19,053.54 19.50 22.50 48.15 37185 | 19053.54 | 19.5 | 22.5 | 48.15 | 19053.54 | 19.5 | 22.5 | 48.15
37186 | 37186 | 4 - 5 m³/s.................................................................................................................................................................................. | [17 empty] | 25,251.05 |  |  |  | 22.20 |  |  | 25.20 | 53.53 |  | 37186 |  |  |  | 37186 | 25,251.05 22.20 25.20 53.53 37186 | 25251.05 | 22.2 | 25.2 | 53.53 | 25251.05 | 22.2 | 25.2 | 53.53
37187 | 37187 | 5 - 6 m³/s.................................................................................................................................................................................. | [17 empty] | 30,065.94 |  |  |  | 25.01 |  |  | 28.02 | 58.82 |  | 37187 |  |  |  | 37187 | 30,065.94 25.01 28.02 58.82 37187 | 30065.94 | 25.01 | 28.02 | 58.82 | 30065.94 | 25.01 | 28.02 | 58.82
Electric duct heater of black sheathed element type c/w enclosure, access panel, safety
cut-off, thermostat, sail switch and accessories : -
Each
37188 | 37188 | Up to 3 kW.............................................................................................................................................................................. | [17 empty] | 1,889.18 |  |  |  | 7.85 |  |  | 9.41 | 22.24 |  | 37188 |  |  |  | 37188 | 1,889.18 7.85 9.41 22.24 37188 | 1889.18 | 7.85 | 9.41 | 22.24 | 1889.18 | 7.85 | 9.41 | 22.24
37189 | 37189 | 3 - 6 kW................................................................................................................................................................................... | [17 empty] | 2,366.88 |  |  |  | 8.34 |  |  | 9.98 | 23.23 |  | 37189 |  |  |  | 37189 | 2,366.88 8.34 9.98 23.23 37189 | 2366.88 | 8.34 | 9.98 | 23.23 | 2366.88 | 8.34 | 9.98 | 23.23
37190 | 37190 | 6 - 9 kW................................................................................................................................................................................... | [17 empty] | 2,824.52 |  |  |  | 8.93 |  |  | 10.50 | 24.19 |  | 37190 |  |  |  | 37190 | 2,824.52 8.93 10.50 24.19 37190 | 2824.52 | 8.93 | 10.5 | 24.19 | 2824.52 | 8.93 | 10.5 | 24.19
37191 | 37191 | 9 - 12 kW................................................................................................................................................................................. | [17 empty] | 3,143.22 |  |  |  | 9.41 |  |  | 11.04 | 25.17 |  | 37191 |  |  |  | 37191 | 3,143.22 9.41 11.04 25.17 37191 | 3143.22 | 9.41 | 11.04 | 25.17 | 3143.22 | 9.41 | 11.04 | 25.17
37/14
37 | 37 | HEATING, VENTILATION AND AIR-CONDITIONING - DUCTWORK | [17 empty] | 37
| Item | Item
| AIR DUCTS, THERMAL INSULATION & ACCESSORIES | [14 empty] | Take | [9 empty] | Take
| (CONT'D) |  |  |  | Supply | [18 empty] | down |  | down |  | Fix
| and | [22 empty] | and |  | and set |  | only
| fix | [22 empty] | clear |  | aside for
| Duct silencers : - |  |  |  |  | away | [19 empty] | re-use
| A | [22 empty] | B |  | C |  | D
| Pet set |  |  | $ | [19 empty] | $ |  | $ |  | $
37192 | 37192 | Up to 0.5 m³/s.......................................................................................................................................................................... | [17 empty] | 2,487.78 |  |  |  | 16.02 |  |  | 26.77 | 87.06 |  | 37192 |  |  |  | 37192 | 2,487.78 16.02 26.77 87.06 37192 | 2487.78 | 16.02 | 26.77 | 87.06 | 2487.78 | 16.02 | 26.77 | 87.06
37193 | 37193 | 0.5 - 0.75 m³/s......................................................................................................................................................................... | [17 empty] | 2,627.27 |  |  |  | 19.59 |  |  | 30.36 | 94.98 |  | 37193 |  |  |  | 37193 | 2,627.27 19.59 30.36 94.98 37193 | 2627.27 | 19.59 | 30.36 | 94.98 | 2627.27 | 19.59 | 30.36 | 94.98
37194 | 37194 | 0.75 - 1.0 m³/s......................................................................................................................................................................... | [17 empty] | 3,608.27 |  |  |  | 24.00 |  |  | 34.89 | 102.66 |  | 37194 |  |  |  | 37194 | 3,608.27 24.00 34.89 102.66 37194 | 3608.27 | 24 | 34.89 | 102.66 | 3608.27 | 24 | 34.89 | 102.66
37195 | 37195 | Add to last item for each additional 0.25 m³/s or part thereof............................................................................................... | [17 empty] | 994.41 |  |  |  | 3.70 |  |  | 4.28 | 8.17 |  | 37195 |  |  |  | 37195 | 994.41 3.70 4.28 8.17 37195 | 994.41 | 3.7 | 4.28 | 8.17 | 994.41 | 3.7 | 4.28 | 8.17
Ductwork acoustic insulation : -
Per square metre
37196 | 37196 | Ductwork acoustic insulation, 50mm thick including metal perforated sheet...................................................................... | [17 empty] | 912.88 |  |  |  | 9.17 |  |  | 13.41 | 31.07 |  | 37196 |  |  |  | 37196 | 912.88 9.17 13.41 31.07 37196 | 912.88 | 9.17 | 13.41 | 31.07 | 912.88 | 9.17 | 13.41 | 31.07
Duct access panel : -
Each
37197 | 37197 | Up to 0.1 m²............................................................................................................................................................................. | [17 empty] | 269.93 |  |  |  | 6.93 |  |  | 8.11 | 15.26 |  | 37197 |  |  |  | 37197 | 269.93 6.93 8.11 15.26 37197 | 269.93 | 6.93 | 8.11 | 15.26 | 269.93 | 6.93 | 8.11 | 15.26
37198 | 37198 | 0.1 - 0.25 m²............................................................................................................................................................................ | [17 empty] | 401.93 |  |  |  | 8.12 |  |  | 9.32 | 17.11 |  | 37198 |  |  |  | 37198 | 401.93 8.12 9.32 17.11 37198 | 401.93 | 8.12 | 9.32 | 17.11 | 401.93 | 8.12 | 9.32 | 17.11
37199 | 37199 | 0.25 - 0.5 m²............................................................................................................................................................................ | [17 empty] | 708.41 |  |  |  | 9.86 |  |  | 11.04 | 19.83 |  | 37199 |  |  |  | 37199 | 708.41 9.86 11.04 19.83 37199 | 708.41 | 9.86 | 11.04 | 19.83 | 708.41 | 9.86 | 11.04 | 19.83
Regulation damper : -
Each
37200 | 37200 | Regulation damper c/w operating handle, access panel, device for position and locking the
| damper blades, label etc. ........................................................................................................................................................ | [18 empty] | 253.73 |  |  |  | 13.57 |  |  | 18.06 | 34.70 |  | 37200 |  |  |  | 37200 | 253.73 13.57 18.06 34.70 37200 | 253.73 | 13.57 | 18.06 | 34.7 | 253.73 | 13.57 | 18.06 | 34.7
Galvanized iron wire mesh : -
Per square metre
37201 | 37201 | Galvanized iron wire mesh (straight lattice mesh/diamond mesh)........................................................................................ | [17 empty] | 140.43 |  |  |  | 9.34 |  |  | 11.17 | 21.49 |  | 37201 |  |  |  | 37201 | 140.43 9.34 11.17 21.49 37201 | 140.43 | 9.34 | 11.17 | 21.49 | 140.43 | 9.34 | 11.17 | 21.49
Galvanized iron air duct c/w volume control damper, painted with anti-corrosive paint : -
Per square metre
37202 | 37202 | 1.0 mm thick............................................................................................................................................................................ | [17 empty] | 522.15 |  |  |  | 10.53 |  |  | 15.48 | 32.84 |  | 37202 |  |  |  | 37202 | 522.15 10.53 15.48 32.84 37202 | 522.15 | 10.53 | 15.48 | 32.84 | 522.15 | 10.53 | 15.48 | 32.84
37203 | 37203 | 1.2 mm thick............................................................................................................................................................................ | [17 empty] | 588.83 |  |  |  | 11.68 |  |  | 16.76 | 34.82 |  | 37203 |  |  |  | 37203 | 588.83 11.68 16.76 34.82 37203 | 588.83 | 11.68 | 16.76 | 34.82 | 588.83 | 11.68 | 16.76 | 34.82
37/15
37 | 37 | HEATING, VENTILATION AND AIR-CONDITIONING - DUCTWORK | [17 empty] | 37
| Item | Item
| AIR DUCTS, THERMAL INSULATION & ACCESSORIES | [14 empty] | Take | [9 empty] | Take
| (CONT'D) |  |  |  | Supply | [18 empty] | down |  | down |  | Fix
| and | [22 empty] | and |  | and set |  | only
| fix | [22 empty] | clear |  | aside for
| Anti-acidic/anti-corrosive PVC duct for exhaust fans of diameter : - | [16 empty] | away | [7 empty] | re-use
| A | [22 empty] | B |  | C |  | D
| Per linear metre |  |  |  |  | $ | [17 empty] | $ |  | $ |  | $
37204 | 37204 | 150 mm.................................................................................................................................................................................... | [17 empty] | 935.93 |  |  |  | 5.27 |  |  | 9.17 | 16.24 |  | 37204 |  |  |  | 37204 | 935.93 5.27 9.17 16.24 37204 | 935.93 | 5.27 | 9.17 | 16.24 | 935.93 | 5.27 | 9.17 | 16.24
37205 | 37205 | 250 mm ................................................................................................................................................................................... | [17 empty] | 979.47 |  |  |  | 6.47 |  |  | 10.53 | 20.25 |  | 37205 |  |  |  | 37205 | 979.47 6.47 10.53 20.25 37205 | 979.47 | 6.47 | 10.53 | 20.25 | 979.47 | 6.47 | 10.53 | 20.25
37206 | 37206 | 300 mm.................................................................................................................................................................................... | [17 empty] | 1,136.69 |  |  |  | 7.83 |  |  | 11.88 | 24.27 |  | 37206 |  |  |  | 37206 | 1,136.69 7.83 11.88 24.27 37206 | 1136.69 | 7.83 | 11.88 | 24.27 | 1136.69 | 7.83 | 11.88 | 24.27
Air duct cleaning : -
Each
37207 | 37207 | Air duct cleaning point c/w metal flange and air tight screw plug fixing on air duct with no
| work on ceiling or demountable ceiling ................................................................................................................................ | [18 empty] | 49.33 |  |  |  | - |  |  | - | - |  | 37207 |  |  |  | 37207 | 49.33 - - - 37207 | 49.33 | #VALUE! | #VALUE! | #VALUE! | 49.33 | - | - | -
37208 | 37208 | Air duct cleaning point c/w metal flange, extended collar, air tight screw plug fixing on air
| duct with fixed ceiling ........................................................................................................................................................... | [18 empty] | 59.26 |  |  |  | - |  |  | - | - |  | 37208 |  |  |  | 37208 | 59.26 - - - 37208 | 59.26 | #VALUE! | #VALUE! | #VALUE! | 59.26 | - | - | -
Per linear metre
37209 | 37209 | Air duct cleaning and disinfection process with proprietary type compressed air lance,
disinfection application lance, sampling probe and necessary accessories, video recording,
| video inspection and reporting................................................................................................................................................ | [18 empty] | 92.60 |  |  |  | - |  |  | - | - |  | 37209 |  |  |  | 37209 | 92.60 - - - 37209 | 92.6 | #VALUE! | #VALUE! | #VALUE! | 92.6 | - | - | -
Per point
37210 | 37210 | Inspection and photograph taking using borescope, c/w particulate and micro-biological
| monitoring report ................................................................................................................................................................... | [18 empty] | 418.08 |  |  |  | - |  |  | - | - |  | 37210 |  |  |  | 37210 | 418.08 - - - 37210 | 418.08 | #VALUE! | #VALUE! | #VALUE! | 418.08 | - | - | -
Protection coating paint : -
Per square metre
37211 | 37211 | Protection coating paint for thermal insulation (flexible closed cell elastomeric) of same
| manufacturer as the thermal insulation for ductwork at outdoor area................................................................................... | [18 empty] | 1,238.68 |  |  |  | - |  |  | - | - |  | 37211 |  |  |  | 37211 | 1,238.68 - - - 37211 | 1238.68 | #VALUE! | #VALUE! | #VALUE! | 1238.68 | - | - | -
37/16
Section 38
HEATING, VENTILATION AND AIR-CONDITIONING - EQUIPMENT
38 | 38 | HEATING, VENTILATION AND AIR-CONDITIONING - EQUIPMENT | [17 empty] | 38
| Item | Item
UNITARY AIR CONDITIONERS
| Air to air packaged air conditioner (refrigerant R22) c/w motors, compressors, | [16 empty] | Take | [7 empty] | Take
| filter, filter chamber, noise control equipment, copper tube with pre-corrosion | [16 empty] | Supply | [5 empty] | down |  | down |  | Fix
| resisting treated aluminium fins cooling coils, condensers, blowers, starters, | [16 empty] | and | [5 empty] | and |  | and set |  | only
| refrigerant, drain pan, emergency stop button, probe type smoke detector, local | [16 empty] | fix | [5 empty] | clear |  | aside for
| control panel. |  |  |  |  | away | [19 empty] | re-use
External or internally mounted, of cooling capacity : -
| A | [22 empty] | B |  | C |  | D
| Each |  |  | $ | [19 empty] | $ |  | $ |  | $
38001 | 38001 | Up to 15 kW............................................................................................................................................................................ | [17 empty] | - |  |  |  | 183.06 |  |  | 202.32 | 701.38 |  | 38001 |  |  |  | 38001 | - 183.06 202.32 701.38 38001 | #VALUE! | 183.06 | 202.32 | 701.38 | - | 183.06 | 202.32 | 701.38
38002 | 38002 | 15 - 21 kW............................................................................................................................................................................... | [17 empty] | - |  |  |  | 198.53 |  |  | 210.05 | 718.73 |  | 38002 |  |  |  | 38002 | - 198.53 210.05 718.73 38002 | #VALUE! | 198.53 | 210.05 | 718.73 | - | 198.53 | 210.05 | 718.73
38003 | 38003 | 21 - 30 kW............................................................................................................................................................................... | [17 empty] | - |  |  |  | 203.45 |  |  | 229.36 | 732.61 |  | 38003 |  |  |  | 38003 | - 203.45 229.36 732.61 38003 | #VALUE! | 203.45 | 229.36 | 732.61 | - | 203.45 | 229.36 | 732.61
38004 | 38004 | 30 - 50 kW............................................................................................................................................................................... | [17 empty] | - |  |  |  | 208.40 |  |  | 240.73 | 756.32 |  | 38004 |  |  |  | 38004 | - 208.40 240.73 756.32 38004 | #VALUE! | 208.4 | 240.73 | 756.32 | - | 208.4 | 240.73 | 756.32
Air to air packaged air conditioner (refrigerant zero ODP) c/w motors, compressors,
filter, filter chamber, noise control equipment, copper tube with pre-corrosion
resisting treated aluminium fins cooling coils, condensers, blowers, starters,
refrigerant, drain pan, emergency stop button, probe type smoke detector, local
control panel.
External or internally mounted, of cooling capacity : -
Each
38005 | 38005 | Up to 15 kW............................................................................................................................................................................ | [17 empty] | 22,245.46 |  |  |  | 183.06 |  |  | 202.32 | 701.38 |  | 38005 |  |  |  | 38005 | 22,245.46 183.06 202.32 701.38 38005 | 22245.46 | 183.06 | 202.32 | 701.38 | 22245.46 | 183.06 | 202.32 | 701.38
38006 | 38006 | 15 - 21 kW............................................................................................................................................................................... | [17 empty] | 28,654.38 |  |  |  | 198.53 |  |  | 210.05 | 718.73 |  | 38006 |  |  |  | 38006 | 28,654.38 198.53 210.05 718.73 38006 | 28654.38 | 198.53 | 210.05 | 718.73 | 28654.38 | 198.53 | 210.05 | 718.73
38007 | 38007 | 21 - 30 kW............................................................................................................................................................................... | [17 empty] | 41,728.53 |  |  |  | 203.45 |  |  | 229.36 | 732.61 |  | 38007 |  |  |  | 38007 | 41,728.53 203.45 229.36 732.61 38007 | 41728.53 | 203.45 | 229.36 | 732.61 | 41728.53 | 203.45 | 229.36 | 732.61
38008 | 38008 | 30 - 50 kW............................................................................................................................................................................... | [17 empty] | 52,687.30 |  |  |  | 208.40 |  |  | 240.73 | 756.32 |  | 38008 |  |  |  | 38008 | 52,687.30 208.40 240.73 756.32 38008 | 52687.3 | 208.4 | 240.73 | 756.32 | 52687.3 | 208.4 | 240.73 | 756.32
38009 | 38009 | 50 - 61 kW............................................................................................................................................................................... | [17 empty] | 60,574.07 |  |  |  | 215.12 |  |  | 249.40 | 780.58 |  | 38009 |  |  |  | 38009 | 60,574.07 215.12 249.40 780.58 38009 | 60574.07 | 215.12 | 249.4 | 780.58 | 60574.07 | 215.12 | 249.4 | 780.58
38010 | 38010 | 61 - 91 kW............................................................................................................................................................................... | [17 empty] | 71,976.34 |  |  |  | 217.13 |  |  | 260.16 | 805.75 |  | 38010 |  |  |  | 38010 | 71,976.34 217.13 260.16 805.75 38010 | 71976.34 | 217.13 | 260.16 | 805.75 | 71976.34 | 217.13 | 260.16 | 805.75
38/1
38 | 38 | HEATING, VENTILATION AND AIR-CONDITIONING - EQUIPMENT | [17 empty] | 38
| Item | Item
UNITARY AIR CONDITIONERS (CONT'D)
| Air cooled packaged heat recovery chiller (refrigerant zero ODP) c/w motor, | [16 empty] | Take | [7 empty] | Take
| compressor, condenser, blower, noise control equipment, copper tube with pre- | [16 empty] | Supply | [5 empty] | down |  | down |  | Fix
| corrosion resisting treated copper fins evaporators, filter drier, water strainer, crank | [17 empty] | and |  |  |  |  | and |  | and set |  | only
| case heater, switch, muffler, refrigerant, oil separator, safety cutout, control metering | [17 empty] | fix |  |  |  |  | clear |  | aside for
| device, temperature thermometers, starter, receiver, seamless copper tubing, | [16 empty] | away | [7 empty] | re-use
weather-proof cabinet, emergency stop button.
Cooling capacity : -
| A | [22 empty] | B |  | C |  | D
| Each |  |  | $ | [19 empty] | $ |  | $ |  | $
38011 | 38011 | 300 - 400 kW........................................................................................................................................................................... | [17 empty] | 10,075.90 |  |  |  | 3,908.06 |  |  | 5,258.53 | 14,454.64 |  | 38011 |  |  |  | 38011 | 10,075.90 3,908.06 5,258.53 14,454.64 38011 | 10075.9 | 3908.06 | 5258.53 | 14454.64 | 10075.9 | 3908.06 | 5258.53 | 14454.64
(The actual rate should be : $1,007,590.00 for Item 38011A)
38012 | 38012 | 400 - 500 kW........................................................................................................................................................................... | [17 empty] | 11,209.36 |  |  |  | 4,317.50 |  |  | 5,800.29 | 16,043.20 |  | 38012 |  |  |  | 38012 | 11,209.36 4,317.50 5,800.29 16,043.20 38012 | 11209.36 | 4317.5 | 5800.29 | 16043.2 | 11209.36 | 4317.5 | 5800.29 | 16043.2
(The actual rate should be : $1,120,936.00 for Item 38012A)
38013 | 38013 | 500 - 600 kW........................................................................................................................................................................... | [17 empty] | 13,145.27 |  |  |  | 5,096.00 |  |  | 6,361.36 | 18,327.51 |  | 38013 |  |  |  | 38013 | 13,145.27 5,096.00 6,361.36 18,327.51 38013 | 13145.27 | 5096 | 6361.36 | 18327.51 | 13145.27 | 5096 | 6361.36 | 18327.51
(The actual rate should be : $1,314,527.00 for Item 38013A)
38014 | 38014 | 600 - 700 kW........................................................................................................................................................................... | [17 empty] | 15,737.64 |  |  |  | 5,586.63 |  |  | 7,220.16 | 19,915.53 |  | 38014 |  |  |  | 38014 | 15,737.64 5,586.63 7,220.16 19,915.53 38014 | 15737.64 | 5586.63 | 7220.16 | 19915.53 | 15737.64 | 5586.63 | 7220.16 | 19915.53
(The actual rate should be : $1,573,764.00 for Item 38014A)
38015 | 38015 | 700 - 800 kW........................................................................................................................................................................... | [17 empty] | 17,585.41 |  |  |  | 5,850.98 |  |  | 7,322.48 | 21,039.82 |  | 38015 |  |  |  | 38015 | 17,585.41 5,850.98 7,322.48 21,039.82 38015 | 17585.41 | 5850.98 | 7322.48 | 21039.82 | 17585.41 | 5850.98 | 7322.48 | 21039.82
(The actual rate should be : $1,758,541.00 for Item 38015A)
38016 | 38016 | 800 - 900 kW........................................................................................................................................................................... | [17 empty] | 19,211.65 |  |  |  | 6,003.01 |  |  | 7,527.39 | 21,845.17 |  | 38016 |  |  |  | 38016 | 19,211.65 6,003.01 7,527.39 21,845.17 38016 | 19211.65 | 6003.01 | 7527.39 | 21845.17 | 19211.65 | 6003.01 | 7527.39 | 21845.17
(The actual rate should be : $1,921,165.00 for Item 38016A)
Acoustic enclosure for above chillers : -
Each
38017 | 38017 | 300 - 400 kW........................................................................................................................................................................... | [17 empty] | 10,578.35 |  |  |  | 695.88 |  |  | 1,062.38 | 2,449.72 |  | 38017 |  |  |  | 38017 | 10,578.35 695.88 1,062.38 2,449.72 38017 | 10578.35 | 695.88 | 1062.38 | 2449.72 | 10578.35 | 695.88 | 1062.38 | 2449.72
(The actual rate should be : $105,783.50 for Item 38017A)
38018 | 38018 | 400 - 500 kW........................................................................................................................................................................... | [17 empty] | 11,876.67 |  |  |  | 799.16 |  |  | 1,139.27 | 2,890.40 |  | 38018 |  |  |  | 38018 | 11,876.67 799.16 1,139.27 2,890.40 38018 | 11876.67 | 799.16 | 1139.27 | 2890.4 | 11876.67 | 799.16 | 1139.27 | 2890.4
(The actual rate should be : $118,766.70 for Item 38018A)
38019 | 38019 | 500 - 600 kW........................................................................................................................................................................... | [17 empty] | 14,720.42 |  |  |  | 1,023.40 |  |  | 1,488.88 | 3,902.30 |  | 38019 |  |  |  | 38019 | 14,720.42 1,023.40 1,488.88 3,902.30 38019 | 14720.42 | 1023.4 | 1488.88 | 3902.3 | 14720.42 | 1023.4 | 1488.88 | 3902.3
(The actual rate should be : $147,204.20 for Item 38019A)
38020 | 38020 | 600 - 700 kW........................................................................................................................................................................... | [17 empty] | 18,548.19 |  |  |  | 1,196.87 |  |  | 1,668.77 | 4,568.88 |  | 38020 |  |  |  | 38020 | 18,548.19 1,196.87 1,668.77 4,568.88 38020 | 18548.19 | 1196.87 | 1668.77 | 4568.88 | 18548.19 | 1196.87 | 1668.77 | 4568.88
(The actual rate should be : $185,481.90 for Item 38020A)
38021 | 38021 | 700 - 800 kW........................................................................................................................................................................... | [17 empty] | 20,606.35 |  |  |  | 1,355.43 |  |  | 2,028.76 | 5,115.18 |  | 38021 |  |  |  | 38021 | 20,606.35 1,355.43 2,028.76 5,115.18 38021 | 20606.35 | 1355.43 | 2028.76 | 5115.18 | 20606.35 | 1355.43 | 2028.76 | 5115.18
(The actual rate should be : $206,063.50 for Item 38021A)
38022 | 38022 | 800 - 900 kW........................................................................................................................................................................... | [17 empty] | 22,246.78 |  |  |  | 1,495.62 |  |  | 2,244.77 | 5,643.20 |  | 38022 |  |  |  | 38022 | 22,246.78 1,495.62 2,244.77 5,643.20 38022 | 22246.78 | 1495.62 | 2244.77 | 5643.2 | 22246.78 | 1495.62 | 2244.77 | 5643.2
(The actual rate should be : $222,467.80 for Item 38022A)
38/2
38 | 38 | HEATING, VENTILATION AND AIR-CONDITIONING - EQUIPMENT | [17 empty] | 38
| Item | Item
UNITARY AIR CONDITIONERS (CONT'D)
| Air cooled packaged water chiller (refrigerant zero ODP) for external mounting c/w | [17 empty] | Take | [6 empty] | Take
| motors, compressors, condensers, blowers, noise control equipment, copper tube with | [17 empty] | Supply |  |  |  |  | down |  | down |  | Fix
| pre-corrosion resisting treated copper fins, evaporators, filter drier, water strainer, | [16 empty] | and | [5 empty] | and |  | and set |  | only
| capacity controller, liquid receivers, starters, refrigerant, weather-proof cabinet, | [16 empty] | fix | [5 empty] | clear |  | aside for
| emergency stop button, local control panel. | [9 empty] | away | [14 empty] | re-use
Cooling capacity : -
| A | [22 empty] | B |  | C |  | D
| Each |  |  | $ | [19 empty] | $ |  | $ |  | $
38023 | 38023 | Up to 44 kW............................................................................................................................................................................ | [17 empty] | 93,036.82 |  |  |  | 1,075.49 |  |  | 1,299.80 | 4,094.45 |  | 38023 |  |  |  | 38023 | 93,036.82 1,075.49 1,299.80 4,094.45 38023 | 93036.82 | 1075.49 | 1299.8 | 4094.45 | 93036.82 | 1075.49 | 1299.8 | 4094.45
38024 | 38024 | 44 - 68 kW............................................................................................................................................................................... | [17 empty] | 12,457.66 |  |  |  | 1,326.78 |  |  | 1,946.69 | 5,447.66 |  | 38024 |  |  |  | 38024 | 12,457.66 1,326.78 1,946.69 5,447.66 38024 | 12457.66 | 1326.78 | 1946.69 | 5447.66 | 12457.66 | 1326.78 | 1946.69 | 5447.66
(The actual rate should be : $124,576.60 for Item 38024A)
38025 | 38025 | 68 - 100 kW............................................................................................................................................................................. | [17 empty] | 18,765.63 |  |  |  | 1,770.78 |  |  | 2,626.75 | 7,074.15 |  | 38025 |  |  |  | 38025 | 18,765.63 1,770.78 2,626.75 7,074.15 38025 | 18765.63 | 1770.78 | 2626.75 | 7074.15 | 18765.63 | 1770.78 | 2626.75 | 7074.15
(The actual rate should be : $187,656.30 for Item 38025A)
38026 | 38026 | 100 - 150kW............................................................................................................................................................................ | [17 empty] | 26,246.75 |  |  |  | 2,184.69 |  |  | 3,245.04 | 7,520.09 |  | 38026 |  |  |  | 38026 | 26,246.75 2,184.69 3,245.04 7,520.09 38026 | 26246.75 | 2184.69 | 3245.04 | 7520.09 | 26246.75 | 2184.69 | 3245.04 | 7520.09
(The actual rate should be : $262,467.50 for Item 38026A)
38027 | 38027 | 150 - 200 kW........................................................................................................................................................................... | [17 empty] | 32,657.49 |  |  |  | 2,731.04 |  |  | 3,916.50 | 9,105.16 |  | 38027 |  |  |  | 38027 | 32,657.49 2,731.04 3,916.50 9,105.16 38027 | 32657.49 | 2731.04 | 3916.5 | 9105.16 | 32657.49 | 2731.04 | 3916.5 | 9105.16
(The actual rate should be : $326,574.90 for Item 38027A)
38028 | 38028 | 200 - 300 kW........................................................................................................................................................................... | [17 empty] | 37,725.17 |  |  |  | 2,888.49 |  |  | 4,213.72 | 10,089.50 |  | 38028 |  |  |  | 38028 | 37,725.17 2,888.49 4,213.72 10,089.50 38028 | 37725.17 | 2888.49 | 4213.72 | 10089.5 | 37725.17 | 2888.49 | 4213.72 | 10089.5
(The actual rate should be : $377,251.70 for Item 38028A)
38029 | 38029 | 300 - 350 kW........................................................................................................................................................................... | [17 empty] | 60,383.53 |  |  |  | 3,489.86 |  |  | 4,641.97 | 10,694.92 |  | 38029 |  |  |  | 38029 | 60,383.53 3,489.86 4,641.97 10,694.92 38029 | 60383.53 | 3489.86 | 4641.97 | 10694.92 | 60383.53 | 3489.86 | 4641.97 | 10694.92
(The actual rate should be : $603,835.30 for Item 38029A)
38030 | 38030 | 350 - 450 kW........................................................................................................................................................................... | [17 empty] | 69,051.08 |  |  |  | 4,109.62 |  |  | 5,621.77 | 12,080.36 |  | 38030 |  |  |  | 38030 | 69,051.08 4,109.62 5,621.77 12,080.36 38030 | 69051.08 | 4109.62 | 5621.77 | 12080.36 | 69051.08 | 4109.62 | 5621.77 | 12080.36
(The actual rate should be : $690,510.80 for Item 38030A)
Acoustic enclosure for above chillers : -
Each
38031 | 38031 | Up to 100 kW.......................................................................................................................................................................... | [17 empty] | 37,005.71 |  |  |  | 309.45 |  |  | 508.99 | 1,661.69 |  | 38031 |  |  |  | 38031 | 37,005.71 309.45 508.99 1,661.69 38031 | 37005.71 | 309.45 | 508.99 | 1661.69 | 37005.71 | 309.45 | 508.99 | 1661.69
38032 | 38032 | 100 - 150 kW........................................................................................................................................................................... | [17 empty] | 51,666.49 |  |  |  | 370.91 |  |  | 625.70 | 1,800.49 |  | 38032 |  |  |  | 38032 | 51,666.49 370.91 625.70 1,800.49 38032 | 51666.49 | 370.91 | 625.7 | 1800.49 | 51666.49 | 370.91 | 625.7 | 1800.49
38033 | 38033 | 150 - 200 kW........................................................................................................................................................................... | [17 empty] | 64,456.99 |  |  |  | 437.94 |  |  | 852.34 | 2,176.22 |  | 38033 |  |  |  | 38033 | 64,456.99 437.94 852.34 2,176.22 38033 | 64456.99 | 437.94 | 852.34 | 2176.22 | 64456.99 | 437.94 | 852.34 | 2176.22
38034 | 38034 | 200 - 300 kW........................................................................................................................................................................... | [17 empty] | 74,893.51 |  |  |  | 527.26 |  |  | 979.80 | 2,292.33 |  | 38034 |  |  |  | 38034 | 74,893.51 527.26 979.80 2,292.33 38034 | 74893.51 | 527.26 | 979.8 | 2292.33 | 74893.51 | 527.26 | 979.8 | 2292.33
38035 | 38035 | 300 - 350 kW........................................................................................................................................................................... | [17 empty] | 12,049.14 |  |  |  | 618.84 |  |  | 1,075.68 | 2,633.82 |  | 38035 |  |  |  | 38035 | 12,049.14 618.84 1,075.68 2,633.82 38035 | 12049.14 | 618.84 | 1075.68 | 2633.82 | 12049.14 | 618.84 | 1075.68 | 2633.82
(The actual rate should be : $120,491.40 for Item 38035A)
38036 | 38036 | 350 - 450 kW........................................................................................................................................................................... | [17 empty] | 14,691.86 |  |  |  | 745.48 |  |  | 1,189.59 | 2,779.13 |  | 38036 |  |  |  | 38036 | 14,691.86 745.48 1,189.59 2,779.13 38036 | 14691.86 | 745.48 | 1189.59 | 2779.13 | 14691.86 | 745.48 | 1189.59 | 2779.13
(The actual rate should be : $146,918.60 for Item 38036A)
38/3
38 | 38 | HEATING, VENTILATION AND AIR-CONDITIONING - EQUIPMENT | [17 empty] | 38
| Item | Item
UNITARY AIR CONDITIONERS (CONT'D)
| Air cooled packaged water chiller (refrigerant zero ODP) for external mounting c/w | [17 empty] | Take | [6 empty] | Take
| motors, 'scroll' compressor, condensers, blowers, copper tube with pre-corrosion | [16 empty] | Supply | [5 empty] | down |  | down |  | Fix
| resisting treated aluminium fins, evaporator, filter drier, water strainer, capacity | [16 empty] | and | [5 empty] | and |  | and set |  | only
| controller, starters, refrigerant, weather-proof cabinet, emergency stop button, local | [17 empty] | fix |  |  |  |  | clear |  | aside for
| control panel, expansion vessel and circulating pump set. | [14 empty] | away | [9 empty] | re-use
Cooling capacity : -
| A | [22 empty] | B |  | C |  | D
| Each |  |  | $ | [19 empty] | $ |  | $ |  | $
38037 | 38037 | Up to 25 kW............................................................................................................................................................................ | [17 empty] | 65,464.15 |  |  |  | 874.02 |  |  | 1,115.95 | 4,125.88 |  | 38037 |  |  |  | 38037 | 65,464.15 874.02 1,115.95 4,125.88 38037 | 65464.15 | 874.02 | 1115.95 | 4125.88 | 65464.15 | 874.02 | 1115.95 | 4125.88
38038 | 38038 | 25 - 45 kW............................................................................................................................................................................... | [17 empty] | 89,916.88 |  |  |  | 1,061.44 |  |  | 1,246.35 | 4,830.58 |  | 38038 |  |  |  | 38038 | 89,916.88 1,061.44 1,246.35 4,830.58 38038 | 89916.88 | 1061.44 | 1246.35 | 4830.58 | 89916.88 | 1061.44 | 1246.35 | 4830.58
38039 | 38039 | 45 - 100 kW............................................................................................................................................................................. | [17 empty] | 21,515.08 |  |  |  | 1,430.82 |  |  | 2,084.61 | 5,796.66 |  | 38039 |  |  |  | 38039 | 21,515.08 1,430.82 2,084.61 5,796.66 38039 | 21515.08 | 1430.82 | 2084.61 | 5796.66 | 21515.08 | 1430.82 | 2084.61 | 5796.66
(The actual rate should be : $215,150.80 for Item 38039A)
38040 | 38040 | 100 - 140 kW........................................................................................................................................................................... | [17 empty] | 25,649.80 |  |  |  | 2,084.61 |  |  | 2,956.19 | 7,205.53 |  | 38040 |  |  |  | 38040 | 25,649.80 2,084.61 2,956.19 7,205.53 38040 | 25649.8 | 2084.61 | 2956.19 | 7205.53 | 25649.8 | 2084.61 | 2956.19 | 7205.53
(The actual rate should be : $256,498.00 for Item 38040A)
38041 | 38041 | 140 - 170 kW........................................................................................................................................................................... | [17 empty] | 28,939.23 |  |  |  | 2,182.78 |  |  | 3,262.32 | 7,768.18 |  | 38041 |  |  |  | 38041 | 28,939.23 2,182.78 3,262.32 7,768.18 38041 | 28939.23 | 2182.78 | 3262.32 | 7768.18 | 28939.23 | 2182.78 | 3262.32 | 7768.18
(The actual rate should be : $289,392.30 for Item 38041A)
38042 | 38042 | 170 - 230 kW........................................................................................................................................................................... | [17 empty] | 37,511.80 |  |  |  | 2,743.62 |  |  | 3,733.01 | 8,806.78 |  | 38042 |  |  |  | 38042 | 37,511.80 2,743.62 3,733.01 8,806.78 38042 | 37511.8 | 2743.62 | 3733.01 | 8806.78 | 37511.8 | 2743.62 | 3733.01 | 8806.78
(The actual rate should be : $375,118.00 for Item 38042A)
38043 | 38043 | 230 - 300 kW........................................................................................................................................................................... | [17 empty] | 47,513.12 |  |  |  | 3,397.93 |  |  | 4,282.15 | 10,018.48 |  | 38043 |  |  |  | 38043 | 47,513.12 3,397.93 4,282.15 10,018.48 38043 | 47513.12 | 3397.93 | 4282.15 | 10018.48 | 47513.12 | 3397.93 | 4282.15 | 10018.48
(The actual rate should be : $475,131.20 for Item 38043A)
38044 | 38044 | 300 - 350 kW........................................................................................................................................................................... | [17 empty] | 54,656.92 |  |  |  | 3,865.30 |  |  | 4,674.39 | 10,883.99 |  | 38044 |  |  |  | 38044 | 54,656.92 3,865.30 4,674.39 10,883.99 38044 | 54656.92 | 3865.3 | 4674.39 | 10883.99 | 54656.92 | 3865.3 | 4674.39 | 10883.99
(The actual rate should be : $546,569.20 for Item 38044A)
38045 | 38045 | 350 - 400 kW........................................................................................................................................................................... | [17 empty] | 61,800.72 |  |  |  | 4,332.67 |  |  | 5,066.64 | 11,749.49 |  | 38045 |  |  |  | 38045 | 61,800.72 4,332.67 5,066.64 11,749.49 38045 | 61800.72 | 4332.67 | 5066.64 | 11749.49 | 61800.72 | 4332.67 | 5066.64 | 11749.49
(The actual rate should be : $618,007.20 for Item 38045A)
38/4
38 | 38 | HEATING, VENTILATION AND AIR-CONDITIONING - EQUIPMENT | [17 empty] | 38
| Item | Item
UNITARY AIR CONDITIONERS (CONT'D)
| Air cooled packaged water chiller (refrigerant zero ODP) for external mounting c/w | [17 empty] | Take | [6 empty] | Take
| motors, 'screw' compressor, condensers, blowers, copper tube with pre-corrosion | [16 empty] | Supply | [5 empty] | down |  | down |  | Fix
| resisting treated aluminium fins, evaporator, filter drier, water strainer, capacity | [16 empty] | and | [5 empty] | and |  | and set |  | only
| controller, starters, refrigerant, weather-proof cabinet, emergency stop button, local | [17 empty] | fix |  |  |  |  | clear |  | aside for
| control panel, expansion vessel and circulating pump set. | [14 empty] | away | [9 empty] | re-use
Cooling capacity : -
| A | [22 empty] | B |  | C |  | D
| Each |  |  | $ | [19 empty] | $ |  | $ |  | $
38046 | 38046 | Up to 25 kW............................................................................................................................................................................ | [17 empty] | 44,480.51 |  |  |  | 789.19 |  |  | 1,006.42 | 3,731.53 |  | 38046 |  |  |  | 38046 | 44,480.51 789.19 1,006.42 3,731.53 38046 | 44480.51 | 789.19 | 1006.42 | 3731.53 | 44480.51 | 789.19 | 1006.42 | 3731.53
38047 | 38047 | 25 - 45 kW............................................................................................................................................................................... | [17 empty] | 79,941.52 |  |  |  | 955.80 |  |  | 1,119.29 | 4,369.84 |  | 38047 |  |  |  | 38047 | 79,941.52 955.80 1,119.29 4,369.84 38047 | 79941.52 | 955.8 | 1119.29 | 4369.84 | 79941.52 | 955.8 | 1119.29 | 4369.84
38048 | 38048 | 45 - 100 kW............................................................................................................................................................................. | [17 empty] | 16,876.20 |  |  |  | 1,282.21 |  |  | 1,863.01 | 5,243.79 |  | 38048 |  |  |  | 38048 | 16,876.20 1,282.21 1,863.01 5,243.79 38048 | 16876.2 | 1282.21 | 1863.01 | 5243.79 | 16876.2 | 1282.21 | 1863.01 | 5243.79
(The actual rate should be : $168,762.00 for Item 38048A)
38049 | 38049 | 100 - 140 kW........................................................................................................................................................................... | [17 empty] | 25,279.77 |  |  |  | 1,863.01 |  |  | 2,633.97 | 6,502.77 |  | 38049 |  |  |  | 38049 | 25,279.77 1,863.01 2,633.97 6,502.77 38049 | 25279.77 | 1863.01 | 2633.97 | 6502.77 | 25279.77 | 1863.01 | 2633.97 | 6502.77
(The actual rate should be : $252,797.70 for Item 38049A)
38050 | 38050 | 140 - 170 kW........................................................................................................................................................................... | [17 empty] | 32,365.81 |  |  |  | 1,952.00 |  |  | 2,910.58 | 6,996.13 |  | 38050 |  |  |  | 38050 | 32,365.81 1,952.00 2,910.58 6,996.13 38050 | 32365.81 | 1952 | 2910.58 | 6996.13 | 32365.81 | 1952 | 2910.58 | 6996.13
(The actual rate should be : $323,658.10 for Item 38050A)
38051 | 38051 | 170 - 230 kW........................................................................................................................................................................... | [17 empty] | 38,960.66 |  |  |  | 2,450.37 |  |  | 3,322.00 | 7,917.53 |  | 38051 |  |  |  | 38051 | 38,960.66 2,450.37 3,322.00 7,917.53 38051 | 38960.66 | 2450.37 | 3322 | 7917.53 | 38960.66 | 2450.37 | 3322 | 7917.53
(The actual rate should be : $389,606.60 for Item 38051A)
38052 | 38052 | 230 - 300 kW........................................................................................................................................................................... | [17 empty] | 46,654.65 |  |  |  | 3,031.81 |  |  | 3,801.99 | 8,992.50 |  | 38052 |  |  |  | 38052 | 46,654.65 3,031.81 3,801.99 8,992.50 38052 | 46654.65 | 3031.81 | 3801.99 | 8992.5 | 46654.65 | 3031.81 | 3801.99 | 8992.5
(The actual rate should be : $466,546.50 for Item 38052A)
38053 | 38053 | 300 - 350 kW........................................................................................................................................................................... | [17 empty] | 52,150.35 |  |  |  | 3,447.11 |  |  | 4,144.85 | 9,760.32 |  | 38053 |  |  |  | 38053 | 52,150.35 3,447.11 4,144.85 9,760.32 38053 | 52150.35 | 3447.11 | 4144.85 | 9760.32 | 52150.35 | 3447.11 | 4144.85 | 9760.32
(The actual rate should be : $521,503.50 for Item 38053A)
38054 | 38054 | 350 - 400 kW........................................................................................................................................................................... | [17 empty] | 57,646.06 |  |  |  | 3,862.42 |  |  | 4,487.70 | 10,528.17 |  | 38054 |  |  |  | 38054 | 57,646.06 3,862.42 4,487.70 10,528.17 38054 | 57646.06 | 3862.42 | 4487.7 | 10528.17 | 57646.06 | 3862.42 | 4487.7 | 10528.17
(The actual rate should be : $576,460.60 for Item 38054A)
38/5
38 | 38 | HEATING, VENTILATION AND AIR-CONDITIONING - EQUIPMENT | [17 empty] | 38
| Item | Item
UNITARY AIR CONDITIONERS (CONT'D)
| Take | [24 empty] | Take
| Water-cooled packaged chiller (refrigerant zero ODP) c/w motor, semi-hermetic screw | [17 empty] | Supply |  |  |  |  | down |  | down |  | Fix
| type compressor, shell and tube evaporator / condenser, refrigeration components, and | [17 empty] | and |  |  |  |  | and |  | and set |  | only
| control panel : - |  |  |  |  | fix | [17 empty] | clear |  | aside for
| away | [24 empty] | re-use
Cooling capacity : -
| A | [22 empty] | B |  | C |  | D
| Each |  |  | $ | [19 empty] | $ |  | $ |  | $
38055 | 38055 | 400 - 500 kW........................................................................................................................................................................... | [17 empty] | 65,413.18 |  |  |  | 3,499.48 |  |  | 4,728.26 | 10,703.52 |  | 38055 |  |  |  | 38055 | 65,413.18 3,499.48 4,728.26 10,703.52 38055 | 65413.18 | 3499.48 | 4728.26 | 10703.52 | 65413.18 | 3499.48 | 4728.26 | 10703.52
(The actual rate should be : $654,131.80 for Item 38055A)
38056 | 38056 | 500 - 600 kW........................................................................................................................................................................... | [17 empty] | 76,011.60 |  |  |  | 4,200.72 |  |  | 5,676.98 | 12,806.28 |  | 38056 |  |  |  | 38056 | 76,011.60 4,200.72 5,676.98 12,806.28 38056 | 76011.6 | 4200.72 | 5676.98 | 12806.28 | 76011.6 | 4200.72 | 5676.98 | 12806.28
(The actual rate should be : $760,116.00 for Item 38056A)
38057 | 38057 | 600 - 700 kW........................................................................................................................................................................... | [17 empty] | 90,731.96 |  |  |  | 4,838.60 |  |  | 6,550.30 | 15,321.70 |  | 38057 |  |  |  | 38057 | 90,731.96 4,838.60 6,550.30 15,321.70 38057 | 90731.96 | 4838.6 | 6550.3 | 15321.7 | 90731.96 | 4838.6 | 6550.3 | 15321.7
(The actual rate should be : $907,319.60 for Item 38057A)
38058 | 38058 | 700 - 800 kW........................................................................................................................................................................... | [17 empty] | 10,684.91 |  |  |  | 5,680.88 |  |  | 7,688.56 | 18,028.25 |  | 38058 |  |  |  | 38058 | 10,684.91 5,680.88 7,688.56 18,028.25 38058 | 10684.91 | 5680.88 | 7688.56 | 18028.25 | 10684.91 | 5680.88 | 7688.56 | 18028.25
(The actual rate should be : $1,068,491.00 for Item 38058A)
38059 | 38059 | 800 - 900 kW........................................................................................................................................................................... | [17 empty] | 13,469.59 |  |  |  | 7,733.97 |  |  | 9,988.73 | 22,953.29 |  | 38059 |  |  |  | 38059 | 13,469.59 7,733.97 9,988.73 22,953.29 38059 | 13469.59 | 7733.97 | 9988.73 | 22953.29 | 13469.59 | 7733.97 | 9988.73 | 22953.29
(The actual rate should be : $1,346,959.00for Item 38059A)
38060 | 38060 | 900 - 1000 kW......................................................................................................................................................................... | [17 empty] | 15,585.26 |  |  |  | 9,954.80 |  |  | 12,994.26 | 27,351.29 |  | 38060 |  |  |  | 38060 | 15,585.26 9,954.80 12,994.26 27,351.29 38060 | 15585.26 | 9954.8 | 12994.26 | 27351.29 | 15585.26 | 9954.8 | 12994.26 | 27351.29
(The actual rate should be : $1,558,526.00 for Item 38060A)
Automatic tube cleaning system for above chiller : -
Each
38061 | 38061 | 400 - 500 kW........................................................................................................................................................................... | [17 empty] | 15,973.85 |  |  |  | 49.76 |  |  | 51.98 | 327.29 |  | 38061 |  |  |  | 38061 | 15,973.85 49.76 51.98 327.29 38061 | 15973.85 | 49.76 | 51.98 | 327.29 | 15973.85 | 49.76 | 51.98 | 327.29
38062 | 38062 | 500 - 600 kW........................................................................................................................................................................... | [17 empty] | 17,920.54 |  |  |  | 54.71 |  |  | 57.06 | 359.84 |  | 38062 |  |  |  | 38062 | 17,920.54 54.71 57.06 359.84 38062 | 17920.54 | 54.71 | 57.06 | 359.84 | 17920.54 | 54.71 | 57.06 | 359.84
38063 | 38063 | 600 - 700 kW........................................................................................................................................................................... | [17 empty] | 19,215.91 |  |  |  | 58.82 |  |  | 61.38 | 385.10 |  | 38063 |  |  |  | 38063 | 19,215.91 58.82 61.38 385.10 38063 | 19215.91 | 58.82 | 61.38 | 385.1 | 19215.91 | 58.82 | 61.38 | 385.1
38064 | 38064 | 700 - 800 kW........................................................................................................................................................................... | [17 empty] | 20,141.40 |  |  |  | 62.00 |  |  | 64.72 | 413.64 |  | 38064 |  |  |  | 38064 | 20,141.40 62.00 64.72 413.64 38064 | 20141.4 | 62 | 64.72 | 413.64 | 20141.4 | 62 | 64.72 | 413.64
38065 | 38065 | 800 - 900 kW........................................................................................................................................................................... | [17 empty] | 21,380.07 |  |  |  | 65.28 |  |  | 68.10 | 430.39 |  | 38065 |  |  |  | 38065 | 21,380.07 65.28 68.10 430.39 38065 | 21380.07 | 65.28 | 68.1 | 430.39 | 21380.07 | 65.28 | 68.1 | 430.39
38066 | 38066 | 900 - 1000 kW......................................................................................................................................................................... | [17 empty] | 22,316.59 |  |  |  | 66.55 |  |  | 70.09 | 461.63 |  | 38066 |  |  |  | 38066 | 22,316.59 66.55 70.09 461.63 38066 | 22316.59 | 66.55 | 70.09 | 461.63 | 22316.59 | 66.55 | 70.09 | 461.63
38/6
38 | 38 | HEATING, VENTILATION AND AIR-CONDITIONING - EQUIPMENT | [17 empty] | 38
| Item | Item
UNITARY AIR CONDITIONERS (CONT'D)
Air to air split type air conditioners (refrigerant zero ODP) of cooling capacity as
| specified (direct expansion) | [9 empty] | Take | [14 empty] | Take
| Supply | [22 empty] | down |  | down |  | Fix
| Condensing units c/w motors, compressors, condenser, copper tubes and pre-painted | [17 empty] | and |  |  |  |  | and |  | and set |  | only
| anti-corrosion resin coated aluminium fins, blowers, filter drier, refrigerant, | [16 empty] | fix | [5 empty] | clear |  | aside for
| refrigerant pipework to the internally mounted AHU/ FCU, starters, weather-proof | [17 empty] | away | [6 empty] | re-use
cabinet, emergency stop button, liquid receivers.
Cooling capacity : -
| A | [22 empty] | B |  | C |  | D
| Each |  |  | $ | [19 empty] | $ |  | $ |  | $
38067 | 38067 | Up to 14 kW............................................................................................................................................................................ | [17 empty] | 17,587.98 |  |  |  | 466.94 |  |  | 653.15 | 1,822.00 |  | 38067 |  |  |  | 38067 | 17,587.98 466.94 653.15 1,822.00 38067 | 17587.98 | 466.94 | 653.15 | 1822 | 17587.98 | 466.94 | 653.15 | 1822
38068 | 38068 | 14 - 20 kW............................................................................................................................................................................... | [17 empty] | 22,739.44 |  |  |  | 559.36 |  |  | 701.48 | 2,140.33 |  | 38068 |  |  |  | 38068 | 22,739.44 559.36 701.48 2,140.33 38068 | 22739.44 | 559.36 | 701.48 | 2140.33 | 22739.44 | 559.36 | 701.48 | 2140.33
38069 | 38069 | 20 - 30 kW............................................................................................................................................................................... | [17 empty] | 31,353.80 |  |  |  | 579.10 |  |  | 734.47 | 2,370.03 |  | 38069 |  |  |  | 38069 | 31,353.80 579.10 734.47 2,370.03 38069 | 31353.8 | 579.1 | 734.47 | 2370.03 | 31353.8 | 579.1 | 734.47 | 2370.03
38070 | 38070 | 30 - 44 kW............................................................................................................................................................................... | [17 empty] | 40,885.00 |  |  |  | 637.41 |  |  | 783.95 | 2,581.96 |  | 38070 |  |  |  | 38070 | 40,885.00 637.41 783.95 2,581.96 38070 | 40885 | 637.41 | 783.95 | 2581.96 | 40885 | 637.41 | 783.95 | 2581.96
38071 | 38071 | 44 - 58 kW............................................................................................................................................................................... | [17 empty] | 61,826.09 |  |  |  | 688.53 |  |  | 839.31 | 2,789.23 |  | 38071 |  |  |  | 38071 | 61,826.09 688.53 839.31 2,789.23 38071 | 61826.09 | 688.53 | 839.31 | 2789.23 | 61826.09 | 688.53 | 839.31 | 2789.23
38072 | 38072 | 58 - 86 kW............................................................................................................................................................................... | [17 empty] | 80,967.46 |  |  |  | 763.10 |  |  | 917.22 | 2,972.55 |  | 38072 |  |  |  | 38072 | 80,967.46 763.10 917.22 2,972.55 38072 | 80967.46 | 763.1 | 917.22 | 2972.55 | 80967.46 | 763.1 | 917.22 | 2972.55
Condensing units c/w motors, compressors, condenser, copper tubes and pre-painted
anti-corrosion resin coated aluminium fins, blowers, filter drier, refrigerant, refrigerant
pipework to the internally mounted PAU, starters, weather-proof cabinet, emergency stop
button, liquid receivers.
Cooling capacity : -
Each
38073 | 38073 | Up to 14 kW............................................................................................................................................................................ | [17 empty] | 18,653.62 |  |  |  | 483.39 |  |  | 699.91 | 2,499.71 |  | 38073 |  |  |  | 38073 | 18,653.62 483.39 699.91 2,499.71 38073 | 18653.62 | 483.39 | 699.91 | 2499.71 | 18653.62 | 483.39 | 699.91 | 2499.71
38074 | 38074 | 14 - 20 kW............................................................................................................................................................................... | [17 empty] | 23,530.44 |  |  |  | 537.76 |  |  | 786.57 | 2,499.71 |  | 38074 |  |  |  | 38074 | 23,530.44 537.76 786.57 2,499.71 38074 | 23530.44 | 537.76 | 786.57 | 2499.71 | 23530.44 | 537.76 | 786.57 | 2499.71
38075 | 38075 | 20 - 30 kW............................................................................................................................................................................... | [17 empty] | 33,632.66 |  |  |  | 604.74 |  |  | 799.06 | 2,499.71 |  | 38075 |  |  |  | 38075 | 33,632.66 604.74 799.06 2,499.71 38075 | 33632.66 | 604.74 | 799.06 | 2499.71 | 33632.66 | 604.74 | 799.06 | 2499.71
38076 | 38076 | 30 - 44 kW............................................................................................................................................................................... | [17 empty] | 46,240.83 |  |  |  | 623.23 |  |  | 937.04 | 2,723.24 |  | 38076 |  |  |  | 38076 | 46,240.83 623.23 937.04 2,723.24 38076 | 46240.83 | 623.23 | 937.04 | 2723.24 | 46240.83 | 623.23 | 937.04 | 2723.24
38077 | 38077 | 44 - 58 kW............................................................................................................................................................................... | [17 empty] | 74,583.88 |  |  |  | 696.31 |  |  | 1,019.98 | 2,888.58 |  | 38077 |  |  |  | 38077 | 74,583.88 696.31 1,019.98 2,888.58 38077 | 74583.88 | 696.31 | 1019.98 | 2888.58 | 74583.88 | 696.31 | 1019.98 | 2888.58
38078 | 38078 | 58 - 86 kW............................................................................................................................................................................... | [17 empty] | 93,378.14 |  |  |  | 783.48 |  |  | 1,110.28 | 3,103.51 |  | 38078 |  |  |  | 38078 | 93,378.14 783.48 1,110.28 3,103.51 38078 | 93378.14 | 783.48 | 1110.28 | 3103.51 | 93378.14 | 783.48 | 1110.28 | 3103.51
38/7
38 | 38 | HEATING, VENTILATION AND AIR-CONDITIONING - EQUIPMENT | [17 empty] | 38
| Item | Item
UNITARY AIR CONDITIONERS (CONT'D)
| Air to air split type air conditioners (refrigerant zero ODP) of cooling capacity as | [16 empty] | Take | [7 empty] | Take
| specified (direct expansion) (Cont'd) | [9 empty] | Supply | [12 empty] | down |  | down |  | Fix
| and | [22 empty] | and |  | and set |  | only
| Internal mounted DX AHU/ FCU of copper tube and pre-treated anti-corrosion | [16 empty] | fix | [5 empty] | clear |  | aside for
| aluminium fin cooling coil, c/w filter chamber, flexible connector, air filters, filter | [16 empty] | away | [7 empty] | re-use
clog indicator, starters, emergency stop button, local control panel.
Cooling capacity : -
| A | [22 empty] | B |  | C |  | D
| Each |  |  | $ | [19 empty] | $ |  | $ |  | $
38079 | 38079 | Up to 14 kW............................................................................................................................................................................ | [17 empty] | 8,775.20 |  |  |  | 147.39 |  |  | 238.58 | 742.29 |  | 38079 |  |  |  | 38079 | 8,775.20 147.39 238.58 742.29 38079 | 8775.2 | 147.39 | 238.58 | 742.29 | 8775.2 | 147.39 | 238.58 | 742.29
38080 | 38080 | 14 - 20 kW............................................................................................................................................................................... | [17 empty] | 10,636.77 |  |  |  | 165.17 |  |  | 254.57 | 785.24 |  | 38080 |  |  |  | 38080 | 10,636.77 165.17 254.57 785.24 38080 | 10636.77 | 165.17 | 254.57 | 785.24 | 10636.77 | 165.17 | 254.57 | 785.24
38081 | 38081 | 20 - 30 kW............................................................................................................................................................................... | [17 empty] | 13,505.31 |  |  |  | 173.14 |  |  | 261.05 | 827.94 |  | 38081 |  |  |  | 38081 | 13,505.31 173.14 261.05 827.94 38081 | 13505.31 | 173.14 | 261.05 | 827.94 | 13505.31 | 173.14 | 261.05 | 827.94
38082 | 38082 | 30 - 44 kW............................................................................................................................................................................... | [17 empty] | 20,969.85 |  |  |  | 182.53 |  |  | 265.62 | 871.53 |  | 38082 |  |  |  | 38082 | 20,969.85 182.53 265.62 871.53 38082 | 20969.85 | 182.53 | 265.62 | 871.53 | 20969.85 | 182.53 | 265.62 | 871.53
38083 | 38083 | 44 - 58 kW............................................................................................................................................................................... | [17 empty] | 27,532.51 |  |  |  | 200.65 |  |  | 279.58 | 915.02 |  | 38083 |  |  |  | 38083 | 27,532.51 200.65 279.58 915.02 38083 | 27532.51 | 200.65 | 279.58 | 915.02 | 27532.51 | 200.65 | 279.58 | 915.02
38084 | 38084 | 58 - 86 kW............................................................................................................................................................................... | [17 empty] | 33,153.28 |  |  |  | 206.55 |  |  | 290.52 | 941.02 |  | 38084 |  |  |  | 38084 | 33,153.28 206.55 290.52 941.02 38084 | 33153.28 | 206.55 | 290.52 | 941.02 | 33153.28 | 206.55 | 290.52 | 941.02
Internal mounted DX PAU of copper tube and pre-treated anti-corrosion aluminium fin
cooling coil, c/w filter chamber, flexible connector, air filters, filter clog indicator,
starters, emergency stop button, local control panel.
Cooling capacity : -
Each
38085 | 38085 | Up to 14 kW............................................................................................................................................................................ | [17 empty] | 8,766.55 |  |  |  | 151.67 |  |  | 240.22 | 786.34 |  | 38085 |  |  |  | 38085 | 8,766.55 151.67 240.22 786.34 38085 | 8766.55 | 151.67 | 240.22 | 786.34 | 8766.55 | 151.67 | 240.22 | 786.34
38086 | 38086 | 14 - 20 kW............................................................................................................................................................................... | [17 empty] | 10,620.64 |  |  |  | 169.33 |  |  | 255.14 | 860.51 |  | 38086 |  |  |  | 38086 | 10,620.64 169.33 255.14 860.51 38086 | 10620.64 | 169.33 | 255.14 | 860.51 | 10620.64 | 169.33 | 255.14 | 860.51
38087 | 38087 | 20 - 30 kW............................................................................................................................................................................... | [17 empty] | 13,486.08 |  |  |  | 177.73 |  |  | 261.53 | 913.32 |  | 38087 |  |  |  | 38087 | 13,486.08 177.73 261.53 913.32 38087 | 13486.08 | 177.73 | 261.53 | 913.32 | 13486.08 | 177.73 | 261.53 | 913.32
38088 | 38088 | 30 - 44 kW............................................................................................................................................................................... | [17 empty] | 22,340.35 |  |  |  | 187.66 |  |  | 265.73 | 970.38 |  | 38088 |  |  |  | 38088 | 22,340.35 187.66 265.73 970.38 38088 | 22340.35 | 187.66 | 265.73 | 970.38 | 22340.35 | 187.66 | 265.73 | 970.38
38089 | 38089 | 44 - 58 kW............................................................................................................................................................................... | [17 empty] | 29,182.65 |  |  |  | 200.70 |  |  | 281.41 | 1,031.56 |  | 38089 |  |  |  | 38089 | 29,182.65 200.70 281.41 1,031.56 38089 | 29182.65 | 200.7 | 281.41 | 1031.56 | 29182.65 | 200.7 | 281.41 | 1031.56
38090 | 38090 | 58 - 86 kW............................................................................................................................................................................... | [17 empty] | 34,297.09 |  |  |  | 206.86 |  |  | 294.19 | 1,076.66 |  | 38090 |  |  |  | 38090 | 34,297.09 206.86 294.19 1,076.66 38090 | 34297.09 | 206.86 | 294.19 | 1076.66 | 34297.09 | 206.86 | 294.19 | 1076.66
38/8
38 | 38 | HEATING, VENTILATION AND AIR-CONDITIONING - EQUIPMENT | [17 empty] | 38
| Item | Item
UNITARY AIR CONDITIONERS (CONT'D)
| Air to air split type room air conditioner (direct expansion type), (refrigerant zero | [16 empty] | Take | [7 empty] | Take
| ODP), indoor and outdoor unit (shall consist of copper tube and pre-treated | [16 empty] | Supply | [5 empty] | down |  | down |  | Fix
| anti-corrosion aluminium fins), refrigerant pipe work not exceeding manufacturer's | [17 empty] | and |  |  |  |  | and |  | and set |  | only
| maximum permitted length, refrigerant, local control panel. | [14 empty] | fix | [7 empty] | clear |  | aside for
| away | [24 empty] | re-use
Complete set with indoor unit of wall mounted type, cooling only
Cooling capacity : -
| A | [22 empty] | B |  | C |  | D
| Each |  |  | $ | [19 empty] | $ |  | $ |  | $
38091 | 38091 | Up to 3.5 kW........................................................................................................................................................................... | [17 empty] | 10,089.59 |  |  |  | 348.44 |  |  | 420.87 | 1,347.52 |  | 38091 |  |  |  | 38091 | 10,089.59 348.44 420.87 1,347.52 38091 | 10089.59 | 348.44 | 420.87 | 1347.52 | 10089.59 | 348.44 | 420.87 | 1347.52
38092 | 38092 | 3.5 - 5.2 kW............................................................................................................................................................................. | [17 empty] | 13,828.35 |  |  |  | 378.03 |  |  | 452.25 | 1,447.46 |  | 38092 |  |  |  | 38092 | 13,828.35 378.03 452.25 1,447.46 38092 | 13828.35 | 378.03 | 452.25 | 1447.46 | 13828.35 | 378.03 | 452.25 | 1447.46
38093 | 38093 | 5.2 - 6.5 kW............................................................................................................................................................................. | [17 empty] | 17,754.10 |  |  |  | 406.76 |  |  | 481.19 | 1,629.87 |  | 38093 |  |  |  | 38093 | 17,754.10 406.76 481.19 1,629.87 38093 | 17754.1 | 406.76 | 481.19 | 1629.87 | 17754.1 | 406.76 | 481.19 | 1629.87
38094 | 38094 | 6.5 - 7.5 kW............................................................................................................................................................................. | [17 empty] | 21,229.49 |  |  |  | 435.42 |  |  | 511.02 | 1,719.80 |  | 38094 |  |  |  | 38094 | 21,229.49 435.42 511.02 1,719.80 38094 | 21229.49 | 435.42 | 511.02 | 1719.8 | 21229.49 | 435.42 | 511.02 | 1719.8
38095 | 38095 | 7.5 - 9.5 kW............................................................................................................................................................................. | [17 empty] | 25,168.01 |  |  |  | 463.94 |  |  | 540.54 | 1,796.45 |  | 38095 |  |  |  | 38095 | 25,168.01 463.94 540.54 1,796.45 38095 | 25168.01 | 463.94 | 540.54 | 1796.45 | 25168.01 | 463.94 | 540.54 | 1796.45
38096 | 38096 | 9.5 - 12 kW.............................................................................................................................................................................. | [17 empty] | 31,155.50 |  |  |  | 492.42 |  |  | 565.70 | 1,890.91 |  | 38096 |  |  |  | 38096 | 31,155.50 492.42 565.70 1,890.91 38096 | 31155.5 | 492.42 | 565.7 | 1890.91 | 31155.5 | 492.42 | 565.7 | 1890.91
Complete set with indoor unit of ceiling suspended type, cooling only
Cooling capacity : -
Each
38097 | 38097 | Up to 6.5 kW........................................................................................................................................................................... | [17 empty] | 16,964.56 |  |  |  | 451.48 |  |  | 532.83 | 1,689.45 |  | 38097 |  |  |  | 38097 | 16,964.56 451.48 532.83 1,689.45 38097 | 16964.56 | 451.48 | 532.83 | 1689.45 | 16964.56 | 451.48 | 532.83 | 1689.45
38098 | 38098 | 6.5 - 7.5 kW............................................................................................................................................................................. | [17 empty] | 19,165.42 |  |  |  | 481.95 |  |  | 566.91 | 1,759.09 |  | 38098 |  |  |  | 38098 | 19,165.42 481.95 566.91 1,759.09 38098 | 19165.42 | 481.95 | 566.91 | 1759.09 | 19165.42 | 481.95 | 566.91 | 1759.09
38099 | 38099 | 7.5 - 9 kW................................................................................................................................................................................ | [17 empty] | 23,825.08 |  |  |  | 511.75 |  |  | 598.36 | 1,809.42 |  | 38099 |  |  |  | 38099 | 23,825.08 511.75 598.36 1,809.42 38099 | 23825.08 | 511.75 | 598.36 | 1809.42 | 23825.08 | 511.75 | 598.36 | 1809.42
38100 | 38100 | 9 - 11 kW................................................................................................................................................................................. | [17 empty] | 28,424.14 |  |  |  | 541.25 |  |  | 629.20 | 1,904.72 |  | 38100 |  |  |  | 38100 | 28,424.14 541.25 629.20 1,904.72 38100 | 28424.14 | 541.25 | 629.2 | 1904.72 | 28424.14 | 541.25 | 629.2 | 1904.72
38101 | 38101 | 11 - 13 kW............................................................................................................................................................................... | [17 empty] | 34,060.37 |  |  |  | 601.22 |  |  | 693.98 | 1,998.54 |  | 38101 |  |  |  | 38101 | 34,060.37 601.22 693.98 1,998.54 38101 | 34060.37 | 601.22 | 693.98 | 1998.54 | 34060.37 | 601.22 | 693.98 | 1998.54
38102 | 38102 | 13 - 17 kW............................................................................................................................................................................... | [17 empty] | 41,670.92 |  |  |  | 656.91 |  |  | 749.94 | 2,102.92 |  | 38102 |  |  |  | 38102 | 41,670.92 656.91 749.94 2,102.92 38102 | 41670.92 | 656.91 | 749.94 | 2102.92 | 41670.92 | 656.91 | 749.94 | 2102.92
Complete set with indoor unit of ceiling cassette type, cooling only
Cooling capacity : -
Each
38103 | 38103 | Up to 5 kW.............................................................................................................................................................................. | [17 empty] | 14,767.26 |  |  |  | 428.20 |  |  | 484.33 | 1,280.95 |  | 38103 |  |  |  | 38103 | 14,767.26 428.20 484.33 1,280.95 38103 | 14767.26 | 428.2 | 484.33 | 1280.95 | 14767.26 | 428.2 | 484.33 | 1280.95
38104 | 38104 | 5 - 6 kW................................................................................................................................................................................... | [17 empty] | 17,429.79 |  |  |  | 437.75 |  |  | 505.68 | 1,430.33 |  | 38104 |  |  |  | 38104 | 17,429.79 437.75 505.68 1,430.33 38104 | 17429.79 | 437.75 | 505.68 | 1430.33 | 17429.79 | 437.75 | 505.68 | 1430.33
38105 | 38105 | 6 - 8 kW................................................................................................................................................................................... | [17 empty] | 22,754.87 |  |  |  | 456.84 |  |  | 548.39 | 1,729.10 |  | 38105 |  |  |  | 38105 | 22,754.87 456.84 548.39 1,729.10 38105 | 22754.87 | 456.84 | 548.39 | 1729.1 | 22754.87 | 456.84 | 548.39 | 1729.1
38106 | 38106 | 8 -11 kW.................................................................................................................................................................................. | [17 empty] | 30,817.09 |  |  |  | 522.42 |  |  | 596.46 | 1,902.30 |  | 38106 |  |  |  | 38106 | 30,817.09 522.42 596.46 1,902.30 38106 | 30817.09 | 522.42 | 596.46 | 1902.3 | 30817.09 | 522.42 | 596.46 | 1902.3
38107 | 38107 | 11 - 13 kW............................................................................................................................................................................... | [17 empty] | 36,348.94 |  |  |  | 541.25 |  |  | 629.20 | 1,984.33 |  | 38107 |  |  |  | 38107 | 36,348.94 541.25 629.20 1,984.33 38107 | 36348.94 | 541.25 | 629.2 | 1984.33 | 36348.94 | 541.25 | 629.2 | 1984.33
38108 | 38108 | 13 - 16.5 kW............................................................................................................................................................................ | [17 empty] | 46,433.69 |  |  |  | 606.43 |  |  | 696.85 | 2,071.91 |  | 38108 |  |  |  | 38108 | 46,433.69 606.43 696.85 2,071.91 38108 | 46433.69 | 606.43 | 696.85 | 2071.91 | 46433.69 | 606.43 | 696.85 | 2071.91
38/9
38 | 38 | HEATING, VENTILATION AND AIR-CONDITIONING - EQUIPMENT | [17 empty] | 38
| Item | Item
UNITARY AIR CONDITIONERS (CONT'D)
| Air to air split type room air conditioner (direct expansion type), (refrigerant zero | [16 empty] | Take | [7 empty] | Take
| ODP), indoor and outdoor unit (shall consist of copper tube and pre-treated | [16 empty] | Supply | [5 empty] | down |  | down |  | Fix
| anti-corrosion aluminium fins), refrigerant pipe work not exceeding manufacturer's | [17 empty] | and |  |  |  |  | and |  | and set |  | only
| maximum permitted length, refrigerant, local control panel. (Cont'd) | [16 empty] | fix | [5 empty] | clear |  | aside for
| away | [24 empty] | re-use
Complete set with indoor unit of ceiling mounted ducted type, cooling only
Cooling capacity : -
| A | [22 empty] | B |  | C |  | D
| Each |  |  | $ | [19 empty] | $ |  | $ |  | $
38109 | 38109 | Up to 5 kW.............................................................................................................................................................................. | [17 empty] | 11,813.81 |  |  |  | 428.20 |  |  | 484.33 | 1,280.95 |  | 38109 |  |  |  | 38109 | 11,813.81 428.20 484.33 1,280.95 38109 | 11813.81 | 428.2 | 484.33 | 1280.95 | 11813.81 | 428.2 | 484.33 | 1280.95
38110 | 38110 | 5 - 6 kW................................................................................................................................................................................... | [17 empty] | 13,943.83 |  |  |  | 437.75 |  |  | 505.68 | 1,430.33 |  | 38110 |  |  |  | 38110 | 13,943.83 437.75 505.68 1,430.33 38110 | 13943.83 | 437.75 | 505.68 | 1430.33 | 13943.83 | 437.75 | 505.68 | 1430.33
38111 | 38111 | 6 - 8 kW................................................................................................................................................................................... | [17 empty] | 18,203.89 |  |  |  | 456.84 |  |  | 548.39 | 1,729.10 |  | 38111 |  |  |  | 38111 | 18,203.89 456.84 548.39 1,729.10 38111 | 18203.89 | 456.84 | 548.39 | 1729.1 | 18203.89 | 456.84 | 548.39 | 1729.1
38112 | 38112 | 8 -11 kW.................................................................................................................................................................................. | [17 empty] | 24,653.67 |  |  |  | 522.42 |  |  | 596.46 | 1,902.30 |  | 38112 |  |  |  | 38112 | 24,653.67 522.42 596.46 1,902.30 38112 | 24653.67 | 522.42 | 596.46 | 1902.3 | 24653.67 | 522.42 | 596.46 | 1902.3
38113 | 38113 | 11 - 13 kW............................................................................................................................................................................... | [17 empty] | 29,079.15 |  |  |  | 541.25 |  |  | 629.20 | 1,984.33 |  | 38113 |  |  |  | 38113 | 29,079.15 541.25 629.20 1,984.33 38113 | 29079.15 | 541.25 | 629.2 | 1984.33 | 29079.15 | 541.25 | 629.2 | 1984.33
38114 | 38114 | 13 - 16.5 kW............................................................................................................................................................................ | [17 empty] | 37,146.95 |  |  |  | 606.43 |  |  | 696.85 | 2,071.91 |  | 38114 |  |  |  | 38114 | 37,146.95 606.43 696.85 2,071.91 38114 | 37146.95 | 606.43 | 696.85 | 2071.91 | 37146.95 | 606.43 | 696.85 | 2071.91
Complete set with indoor unit of wall mounted type; cooling/ heating (heat pump)
Cooling and heating capacity : -
Each
38115 | 38115 | Up to 6 kW (cooling) and up to 7.5 kW (heating).................................................................................................................. | [17 empty] | 17,533.44 |  |  |  | 440.66 |  |  | 514.16 | 1,631.56 |  | 38115 |  |  |  | 38115 | 17,533.44 440.66 514.16 1,631.56 38115 | 17533.44 | 440.66 | 514.16 | 1631.56 | 17533.44 | 440.66 | 514.16 | 1631.56
38116 | 38116 | 6 - 8 kW (cooling) and 7.5 - 9 kW (heating).......................................................................................................................... | [17 empty] | 22,254.21 |  |  |  | 478.75 |  |  | 554.11 | 1,757.46 |  | 38116 |  |  |  | 38116 | 22,254.21 478.75 554.11 1,757.46 38116 | 22254.21 | 478.75 | 554.11 | 1757.46 | 22254.21 | 478.75 | 554.11 | 1757.46
38117 | 38117 | 8 - 11 kW (cooling) and 9 - 11 kW (heating)......................................................................................................................... | [17 empty] | 29,335.34 |  |  |  | 535.85 |  |  | 614.05 | 1,946.32 |  | 38117 |  |  |  | 38117 | 29,335.34 535.85 614.05 1,946.32 38117 | 29335.34 | 535.85 | 614.05 | 1946.32 | 29335.34 | 535.85 | 614.05 | 1946.32
38/10
38 | 38 | HEATING, VENTILATION AND AIR-CONDITIONING - EQUIPMENT | [17 empty] | 38
| Item | Item
UNITARY AIR CONDITIONERS (CONT'D)
| Air to air split type room air conditioner (direct expansion type), (refrigerant zero | [16 empty] | Take | [7 empty] | Take
| ODP), indoor and outdoor unit (shall consist of copper tube and pre-treated | [16 empty] | Supply | [5 empty] | down |  | down |  | Fix
| anti-corrosion aluminium fins), refrigerant pipe work not exceeding manufacturer's | [17 empty] | and |  |  |  |  | and |  | and set |  | only
| maximum permitted length, refrigerant, local control panel. (Cont'd) | [16 empty] | fix | [5 empty] | clear |  | aside for
| away | [24 empty] | re-use
Complete set with indoor unit of ceiling suspended type, cooling/ heating (heat pump)
Cooling and heating capacity : -
| A | [22 empty] | B |  | C |  | D
| Each |  |  | $ | [19 empty] | $ |  | $ |  | $
38118 | 38118 | Up to 6 kW (cooling) and up to 7.5 kW (heating).................................................................................................................. | [17 empty] | 19,474.36 |  |  |  | 438.86 |  |  | 512.35 | 1,803.74 |  | 38118 |  |  |  | 38118 | 19,474.36 438.86 512.35 1,803.74 38118 | 19474.36 | 438.86 | 512.35 | 1803.74 | 19474.36 | 438.86 | 512.35 | 1803.74
38119 | 38119 | 6 - 8 kW (cooling) and 7.5 - 9 kW (heating).......................................................................................................................... | [17 empty] | 24,518.16 |  |  |  | 517.49 |  |  | 599.18 | 1,907.42 |  | 38119 |  |  |  | 38119 | 24,518.16 517.49 599.18 1,907.42 38119 | 24518.16 | 517.49 | 599.18 | 1907.42 | 24518.16 | 517.49 | 599.18 | 1907.42
38120 | 38120 | 8 - 11 kW (cooling) and 9 - 11 kW (heating)......................................................................................................................... | [17 empty] | 32,083.88 |  |  |  | 635.43 |  |  | 729.42 | 2,062.95 |  | 38120 |  |  |  | 38120 | 32,083.88 635.43 729.42 2,062.95 38120 | 32083.88 | 635.43 | 729.42 | 2062.95 | 32083.88 | 635.43 | 729.42 | 2062.95
Complete set with indoor unit of ceiling cassette type, cooling/ heating (heat pump)
Cooling and heating capacity : -
Each
38121 | 38121 | Up to 6 kW (cooling) and up to 7.5 kW (heating).................................................................................................................. | [17 empty] | 20,741.94 |  |  |  | 435.05 |  |  | 541.40 | 1,680.17 |  | 38121 |  |  |  | 38121 | 20,741.94 435.05 541.40 1,680.17 38121 | 20741.94 | 435.05 | 541.4 | 1680.17 | 20741.94 | 435.05 | 541.4 | 1680.17
38122 | 38122 | 6 - 8 kW (cooling) and 7.5 - 9 kW (heating).......................................................................................................................... | [17 empty] | 26,701.68 |  |  |  | 500.66 |  |  | 597.18 | 1,819.72 |  | 38122 |  |  |  | 38122 | 26,701.68 500.66 597.18 1,819.72 38122 | 26701.68 | 500.66 | 597.18 | 1819.72 | 26701.68 | 500.66 | 597.18 | 1819.72
38123 | 38123 | 8 - 11 kW (cooling) and 9 - 11 kW (heating)......................................................................................................................... | [17 empty] | 35,641.30 |  |  |  | 599.08 |  |  | 680.87 | 2,029.03 |  | 38123 |  |  |  | 38123 | 35,641.30 599.08 680.87 2,029.03 38123 | 35641.3 | 599.08 | 680.87 | 2029.03 | 35641.3 | 599.08 | 680.87 | 2029.03
Complete set with indoor unit of ceiling mounted ducted type, cooling/ heating
(heat pump)
Cooling and heating capacity : -
Each
38124 | 38124 | Up to 6 kW (cooling) and up to 7.5 kW (heating).................................................................................................................. | [17 empty] | 16,593.55 |  |  |  | 435.05 |  |  | 541.40 | 1,680.17 |  | 38124 |  |  |  | 38124 | 16,593.55 435.05 541.40 1,680.17 38124 | 16593.55 | 435.05 | 541.4 | 1680.17 | 16593.55 | 435.05 | 541.4 | 1680.17
38125 | 38125 | 6 - 8 kW (cooling) and 7.5 - 9 kW (heating).......................................................................................................................... | [17 empty] | 21,361.34 |  |  |  | 500.66 |  |  | 597.18 | 1,819.72 |  | 38125 |  |  |  | 38125 | 21,361.34 500.66 597.18 1,819.72 38125 | 21361.34 | 500.66 | 597.18 | 1819.72 | 21361.34 | 500.66 | 597.18 | 1819.72
38126 | 38126 | 8 - 11 kW (cooling) and 9 - 11 kW (heating)......................................................................................................................... | [17 empty] | 28,513.04 |  |  |  | 599.08 |  |  | 680.87 | 2,029.03 |  | 38126 |  |  |  | 38126 | 28,513.04 599.08 680.87 2,029.03 38126 | 28513.04 | 599.08 | 680.87 | 2029.03 | 28513.04 | 599.08 | 680.87 | 2029.03
38/11
38 | 38 | HEATING, VENTILATION AND AIR-CONDITIONING - EQUIPMENT | [17 empty] | 38
| Item | Item
UNITARY AIR CONDITIONERS (CONT'D)
| Air to air split type room air conditioner (Inverter type), (refrigerant zero | [16 empty] | Take | [7 empty] | Take
| ODP), indoor and outdoor unit (shall consist of copper tube and pre-treated | [16 empty] | Supply | [5 empty] | down |  | down |  | Fix
| anti-corrosion aluminium fins), refrigerant pipe work not exceeding manufacturer's | [17 empty] | and |  |  |  |  | and |  | and set |  | only
| maximum permitted length, refrigerant, local control panel. | [14 empty] | fix | [7 empty] | clear |  | aside for
| away | [24 empty] | re-use
Complete set with indoor unit of wall mounted type, cooling only
Cooling capacity : -
| A | [22 empty] | B |  | C |  | D
| Each |  |  | $ | [19 empty] | $ |  | $ |  | $
38127 | 38127 | Up to 3.5 kW........................................................................................................................................................................... | [17 empty] | 10,961.00 |  |  |  | 348.44 |  |  | 420.87 | 1,347.52 |  | 38127 |  |  |  | 38127 | 10,961.00 348.44 420.87 1,347.52 38127 | 10961 | 348.44 | 420.87 | 1347.52 | 10961 | 348.44 | 420.87 | 1347.52
38128 | 38128 | 3.5 - 5.2 kW............................................................................................................................................................................. | [17 empty] | 14,803.00 |  |  |  | 378.03 |  |  | 452.25 | 1,447.46 |  | 38128 |  |  |  | 38128 | 14,803.00 378.03 452.25 1,447.46 38128 | 14803 | 378.03 | 452.25 | 1447.46 | 14803 | 378.03 | 452.25 | 1447.46
38129 | 38129 | 5.2 - 6.5 kW............................................................................................................................................................................. | [17 empty] | 18,475.50 |  |  |  | 406.76 |  |  | 481.19 | 1,629.87 |  | 38129 |  |  |  | 38129 | 18,475.50 406.76 481.19 1,629.87 38129 | 18475.5 | 406.76 | 481.19 | 1629.87 | 18475.5 | 406.76 | 481.19 | 1629.87
38130 | 38130 | 6.5 - 7.5 kW............................................................................................................................................................................. | [17 empty] | 22,035.00 |  |  |  | 435.42 |  |  | 511.02 | 1,719.80 |  | 38130 |  |  |  | 38130 | 22,035.00 435.42 511.02 1,719.80 38130 | 22035 | 435.42 | 511.02 | 1719.8 | 22035 | 435.42 | 511.02 | 1719.8
38131 | 38131 | 7.5 - 9.5 kW............................................................................................................................................................................. | [17 empty] | 25,990.00 |  |  |  | 463.94 |  |  | 540.54 | 1,796.45 |  | 38131 |  |  |  | 38131 | 25,990.00 463.94 540.54 1,796.45 38131 | 25990 | 463.94 | 540.54 | 1796.45 | 25990 | 463.94 | 540.54 | 1796.45
38132 | 38132 | 9.5 - 12.0 kW........................................................................................................................................................................... | [17 empty] | 31,640.00 |  |  |  | 492.42 |  |  | 565.70 | 1,890.91 |  | 38132 |  |  |  | 38132 | 31,640.00 492.42 565.70 1,890.91 38132 | 31640 | 492.42 | 565.7 | 1890.91 | 31640 | 492.42 | 565.7 | 1890.91
Complete set with indoor unit of ceiling suspended type, cooling only
Cooling capacity : -
Each
38133 | 38133 | Up to 6.5 kW........................................................................................................................................................................... | [17 empty] | 19,886.97 |  |  |  | 451.48 |  |  | 532.83 | 1,689.45 |  | 38133 |  |  |  | 38133 | 19,886.97 451.48 532.83 1,689.45 38133 | 19886.97 | 451.48 | 532.83 | 1689.45 | 19886.97 | 451.48 | 532.83 | 1689.45
38134 | 38134 | 6.5 - 7.5 kW............................................................................................................................................................................. | [17 empty] | 23,673.81 |  |  |  | 481.95 |  |  | 566.91 | 1,759.09 |  | 38134 |  |  |  | 38134 | 23,673.81 481.95 566.91 1,759.09 38134 | 23673.81 | 481.95 | 566.91 | 1759.09 | 23673.81 | 481.95 | 566.91 | 1759.09
38135 | 38135 | 7.5 - 9 kW................................................................................................................................................................................ | [17 empty] | 27,441.36 |  |  |  | 511.75 |  |  | 598.36 | 1,809.42 |  | 38135 |  |  |  | 38135 | 27,441.36 511.75 598.36 1,809.42 38135 | 27441.36 | 511.75 | 598.36 | 1809.42 | 27441.36 | 511.75 | 598.36 | 1809.42
38136 | 38136 | 9 - 11 kW................................................................................................................................................................................. | [17 empty] | 32,397.62 |  |  |  | 541.25 |  |  | 629.20 | 1,904.72 |  | 38136 |  |  |  | 38136 | 32,397.62 541.25 629.20 1,904.72 38136 | 32397.62 | 541.25 | 629.2 | 1904.72 | 32397.62 | 541.25 | 629.2 | 1904.72
38137 | 38137 | 11 - 13 kW............................................................................................................................................................................... | [17 empty] | 41,069.62 |  |  |  | 601.22 |  |  | 693.98 | 1,998.54 |  | 38137 |  |  |  | 38137 | 41,069.62 601.22 693.98 1,998.54 38137 | 41069.62 | 601.22 | 693.98 | 1998.54 | 41069.62 | 601.22 | 693.98 | 1998.54
38138 | 38138 | 13 - 17 kW............................................................................................................................................................................... | [17 empty] | 46,892.78 |  |  |  | 656.91 |  |  | 749.94 | 2,102.92 |  | 38138 |  |  |  | 38138 | 46,892.78 656.91 749.94 2,102.92 38138 | 46892.78 | 656.91 | 749.94 | 2102.92 | 46892.78 | 656.91 | 749.94 | 2102.92
Complete set with indoor unit of ceiling cassette type, cooling only
Cooling capacity : -
Each
38139 | 38139 | Up to 5 kW.............................................................................................................................................................................. | [17 empty] | 15,356.23 |  |  |  | 428.20 |  |  | 484.33 | 1,280.95 |  | 38139 |  |  |  | 38139 | 15,356.23 428.20 484.33 1,280.95 38139 | 15356.23 | 428.2 | 484.33 | 1280.95 | 15356.23 | 428.2 | 484.33 | 1280.95
38140 | 38140 | 5 - 6 kW................................................................................................................................................................................... | [17 empty] | 18,732.89 |  |  |  | 437.75 |  |  | 505.68 | 1,430.33 |  | 38140 |  |  |  | 38140 | 18,732.89 437.75 505.68 1,430.33 38140 | 18732.89 | 437.75 | 505.68 | 1430.33 | 18732.89 | 437.75 | 505.68 | 1430.33
38141 | 38141 | 6 - 8 kW................................................................................................................................................................................... | [17 empty] | 23,725.88 |  |  |  | 456.84 |  |  | 548.39 | 1,729.10 |  | 38141 |  |  |  | 38141 | 23,725.88 456.84 548.39 1,729.10 38141 | 23725.88 | 456.84 | 548.39 | 1729.1 | 23725.88 | 456.84 | 548.39 | 1729.1
38142 | 38142 | 8 -11 kW.................................................................................................................................................................................. | [17 empty] | 31,527.19 |  |  |  | 522.42 |  |  | 596.46 | 1,902.30 |  | 38142 |  |  |  | 38142 | 31,527.19 522.42 596.46 1,902.30 38142 | 31527.19 | 522.42 | 596.46 | 1902.3 | 31527.19 | 522.42 | 596.46 | 1902.3
38143 | 38143 | 11 - 13 kW............................................................................................................................................................................... | [17 empty] | 37,477.02 |  |  |  | 541.25 |  |  | 629.20 | 1,984.33 |  | 38143 |  |  |  | 38143 | 37,477.02 541.25 629.20 1,984.33 38143 | 37477.02 | 541.25 | 629.2 | 1984.33 | 37477.02 | 541.25 | 629.2 | 1984.33
38144 | 38144 | 13 - 16.5 kW............................................................................................................................................................................ | [17 empty] | 47,246.44 |  |  |  | 606.43 |  |  | 696.85 | 2,071.91 |  | 38144 |  |  |  | 38144 | 47,246.44 606.43 696.85 2,071.91 38144 | 47246.44 | 606.43 | 696.85 | 2071.91 | 47246.44 | 606.43 | 696.85 | 2071.91
38/12
38 | 38 | HEATING, VENTILATION AND AIR-CONDITIONING - EQUIPMENT | [17 empty] | 38
| Item | Item
UNITARY AIR CONDITIONERS (CONT'D)
| Air to air split type room air conditioner (Inverter type), (refrigerant zero | [16 empty] | Take | [7 empty] | Take
| ODP), indoor and outdoor unit (shall consist of copper tube and pre-treated | [16 empty] | Supply | [5 empty] | down |  | down |  | Fix
| anti-corrosion aluminium fins), refrigerant pipe work not exceeding manufacturer's | [17 empty] | and |  |  |  |  | and |  | and set |  | only
| maximum permitted length, refrigerant, local control panel. (Cont'd) | [16 empty] | fix | [5 empty] | clear |  | aside for
| away | [24 empty] | re-use
Complete set with indoor unit of ceiling mounted ducted type, cooling only
Cooling capacity : -
| A | [22 empty] | B |  | C |  | D
| Each |  |  | $ | [19 empty] | $ |  | $ |  | $
38145 | 38145 | Up to 5 kW.............................................................................................................................................................................. | [17 empty] | 15,274.87 |  |  |  | 428.20 |  |  | 484.33 | 1,280.95 |  | 38145 |  |  |  | 38145 | 15,274.87 428.20 484.33 1,280.95 38145 | 15274.87 | 428.2 | 484.33 | 1280.95 | 15274.87 | 428.2 | 484.33 | 1280.95
38146 | 38146 | 5 - 6 kW................................................................................................................................................................................... | [17 empty] | 20,468.57 |  |  |  | 437.75 |  |  | 505.68 | 1,430.33 |  | 38146 |  |  |  | 38146 | 20,468.57 437.75 505.68 1,430.33 38146 | 20468.57 | 437.75 | 505.68 | 1430.33 | 20468.57 | 437.75 | 505.68 | 1430.33
38147 | 38147 | 6 - 8 kW................................................................................................................................................................................... | [17 empty] | 23,762.25 |  |  |  | 456.84 |  |  | 548.39 | 1,729.10 |  | 38147 |  |  |  | 38147 | 23,762.25 456.84 548.39 1,729.10 38147 | 23762.25 | 456.84 | 548.39 | 1729.1 | 23762.25 | 456.84 | 548.39 | 1729.1
38148 | 38148 | 8 -11 kW.................................................................................................................................................................................. | [17 empty] | 32,744.12 |  |  |  | 522.42 |  |  | 596.46 | 1,902.30 |  | 38148 |  |  |  | 38148 | 32,744.12 522.42 596.46 1,902.30 38148 | 32744.12 | 522.42 | 596.46 | 1902.3 | 32744.12 | 522.42 | 596.46 | 1902.3
38149 | 38149 | 11 - 13 kW............................................................................................................................................................................... | [17 empty] | 39,945.55 |  |  |  | 541.25 |  |  | 629.20 | 1,984.33 |  | 38149 |  |  |  | 38149 | 39,945.55 541.25 629.20 1,984.33 38149 | 39945.55 | 541.25 | 629.2 | 1984.33 | 39945.55 | 541.25 | 629.2 | 1984.33
38150 | 38150 | 13 - 16.5 kW............................................................................................................................................................................ | [17 empty] | 44,483.07 |  |  |  | 606.43 |  |  | 696.85 | 2,071.91 |  | 38150 |  |  |  | 38150 | 44,483.07 606.43 696.85 2,071.91 38150 | 44483.07 | 606.43 | 696.85 | 2071.91 | 44483.07 | 606.43 | 696.85 | 2071.91
Complete set with indoor unit of wall mounted type, cooling/ heating (heat pump)
Cooling and heating capacity : -
Each
38151 | 38151 | Up to 6 kW (cooling) and up to 7.5 kW (heating).................................................................................................................. | [17 empty] | 20,452.84 |  |  |  | 440.66 |  |  | 514.16 | 1,631.56 |  | 38151 |  |  |  | 38151 | 20,452.84 440.66 514.16 1,631.56 38151 | 20452.84 | 440.66 | 514.16 | 1631.56 | 20452.84 | 440.66 | 514.16 | 1631.56
38152 | 38152 | 6 - 8 kW (cooling) and 7.5 - 9 kW (heating).......................................................................................................................... | [17 empty] | 28,024.40 |  |  |  | 478.75 |  |  | 554.11 | 1,757.46 |  | 38152 |  |  |  | 38152 | 28,024.40 478.75 554.11 1,757.46 38152 | 28024.4 | 478.75 | 554.11 | 1757.46 | 28024.4 | 478.75 | 554.11 | 1757.46
38153 | 38153 | 8 - 11 kW (cooling) and 9 - 11 kW (heating)......................................................................................................................... | [17 empty] | 39,381.76 |  |  |  | 535.85 |  |  | 614.05 | 1,946.32 |  | 38153 |  |  |  | 38153 | 39,381.76 535.85 614.05 1,946.32 38153 | 39381.76 | 535.85 | 614.05 | 1946.32 | 39381.76 | 535.85 | 614.05 | 1946.32
Complete set with indoor unit of ceiling suspended type, cooling/ heating (heat pump)
Cooling and heating capacity : -
Each
38154 | 38154 | Up to 6 kW (cooling) and up to 7.5 kW (heating).................................................................................................................. | [17 empty] | 25,985.29 |  |  |  | 438.86 |  |  | 512.35 | 1,803.74 |  | 38154 |  |  |  | 38154 | 25,985.29 438.86 512.35 1,803.74 38154 | 25985.29 | 438.86 | 512.35 | 1803.74 | 25985.29 | 438.86 | 512.35 | 1803.74
38155 | 38155 | 6 - 8 kW (cooling) and 7.5 - 9 kW (heating).......................................................................................................................... | [17 empty] | 33,857.49 |  |  |  | 517.49 |  |  | 599.18 | 1,907.42 |  | 38155 |  |  |  | 38155 | 33,857.49 517.49 599.18 1,907.42 38155 | 33857.49 | 517.49 | 599.18 | 1907.42 | 33857.49 | 517.49 | 599.18 | 1907.42
38156 | 38156 | 8 - 11 kW (cooling) and 9 - 11 kW (heating)......................................................................................................................... | [17 empty] | 39,176.67 |  |  |  | 635.43 |  |  | 729.42 | 2,062.95 |  | 38156 |  |  |  | 38156 | 39,176.67 635.43 729.42 2,062.95 38156 | 39176.67 | 635.43 | 729.42 | 2062.95 | 39176.67 | 635.43 | 729.42 | 2062.95
38/13
38 | 38 | HEATING, VENTILATION AND AIR-CONDITIONING - EQUIPMENT | [17 empty] | 38
| Item | Item
UNITARY AIR CONDITIONERS (CONT'D)
| Air to air split type room air conditioner (Inverter type), (refrigerant zero | [16 empty] | Take | [7 empty] | Take
| ODP), indoor and outdoor unit (shall consist of copper tube and pre-treated | [16 empty] | Supply | [5 empty] | down |  | down |  | Fix
| anti-corrosion aluminium fins), refrigerant pipe work not exceeding manufacturer's | [17 empty] | and |  |  |  |  | and |  | and set |  | only
| maximum permitted length, refrigerant, local control panel. (Cont'd) | [16 empty] | fix | [5 empty] | clear |  | aside for
| away | [24 empty] | re-use
Complete set with indoor unit of ceiling cassette type, cooling/ heating (heat pump)
Cooling and heating capacity : -
| A | [22 empty] | B |  | C |  | D
| Each |  |  | $ | [19 empty] | $ |  | $ |  | $
38157 | 38157 | Up to 6 kW (cooling) and up to 7.5 kW (heating).................................................................................................................. | [17 empty] | 29,341.42 |  |  |  | 435.05 |  |  | 541.40 | 1,680.17 |  | 38157 |  |  |  | 38157 | 29,341.42 435.05 541.40 1,680.17 38157 | 29341.42 | 435.05 | 541.4 | 1680.17 | 29341.42 | 435.05 | 541.4 | 1680.17
38158 | 38158 | 6 - 8 kW (cooling) and 7.5 - 9 kW (heating).......................................................................................................................... | [17 empty] | 36,689.60 |  |  |  | 500.66 |  |  | 597.18 | 1,819.72 |  | 38158 |  |  |  | 38158 | 36,689.60 500.66 597.18 1,819.72 38158 | 36689.6 | 500.66 | 597.18 | 1819.72 | 36689.6 | 500.66 | 597.18 | 1819.72
38159 | 38159 | 8 - 11 kW (cooling) and 9 - 11 kW (heating)......................................................................................................................... | [17 empty] | 45,689.92 |  |  |  | 599.08 |  |  | 680.87 | 2,029.03 |  | 38159 |  |  |  | 38159 | 45,689.92 599.08 680.87 2,029.03 38159 | 45689.92 | 599.08 | 680.87 | 2029.03 | 45689.92 | 599.08 | 680.87 | 2029.03
Complete set with indoor unit of ceiling mounted ducted type, cooling/ heating (heat pump)
Cooling and heating capacity : -
Each
38160 | 38160 | Up to 6 kW (cooling) and up to 7.5 kW (heating).................................................................................................................. | [17 empty] | 20,840.45 |  |  |  | 435.05 |  |  | 541.40 | 1,680.17 |  | 38160 |  |  |  | 38160 | 20,840.45 435.05 541.40 1,680.17 38160 | 20840.45 | 435.05 | 541.4 | 1680.17 | 20840.45 | 435.05 | 541.4 | 1680.17
38161 | 38161 | 6 - 8 kW (cooling) and 7.5 - 9 kW (heating).......................................................................................................................... | [17 empty] | 27,190.48 |  |  |  | 500.66 |  |  | 597.18 | 1,819.72 |  | 38161 |  |  |  | 38161 | 27,190.48 500.66 597.18 1,819.72 38161 | 27190.48 | 500.66 | 597.18 | 1819.72 | 27190.48 | 500.66 | 597.18 | 1819.72
38162 | 38162 | 8 - 11 kW (cooling) and 9 - 11 kW (heating)......................................................................................................................... | [17 empty] | 34,071.31 |  |  |  | 599.08 |  |  | 680.87 | 2,029.03 |  | 38162 |  |  |  | 38162 | 34,071.31 599.08 680.87 2,029.03 38162 | 34071.31 | 599.08 | 680.87 | 2029.03 | 34071.31 | 599.08 | 680.87 | 2029.03
Window-split type air-conditioner with remote controller
Cooling capacity : -
Each
38163 | 38163 | Up to 2.8 kW........................................................................................................................................................................... | [17 empty] | 9,549.87 |  |  |  | 378.64 |  |  | 457.11 | 1,462.83 |  | 38163 |  |  |  | 38163 | 9,549.87 378.64 457.11 1,462.83 38163 | 9549.87 | 378.64 | 457.11 | 1462.83 | 9549.87 | 378.64 | 457.11 | 1462.83
38164 | 38164 | 2.8 - 3.7 kW............................................................................................................................................................................. | [17 empty] | 12,349.33 |  |  |  | 410.75 |  |  | 490.77 | 1,602.57 |  | 38164 |  |  |  | 38164 | 12,349.33 410.75 490.77 1,602.57 38164 | 12349.33 | 410.75 | 490.77 | 1602.57 | 12349.33 | 410.75 | 490.77 | 1602.57
38165 | 38165 | 3.7 - 5.5 kW............................................................................................................................................................................. | [17 empty] | 16,125.44 |  |  |  | 442.77 |  |  | 524.34 | 1,778.03 |  | 38165 |  |  |  | 38165 | 16,125.44 442.77 524.34 1,778.03 38165 | 16125.44 | 442.77 | 524.34 | 1778.03 | 16125.44 | 442.77 | 524.34 | 1778.03
38166 | 38166 | 3.7 - 5.5 kW for dual indoor units........................................................................................................................................... | [17 empty] | 19,277.89 |  |  |  | 509.46 |  |  | 607.02 | 2,112.65 |  | 38166 |  |  |  | 38166 | 19,277.89 509.46 607.02 2,112.65 38166 | 19277.89 | 509.46 | 607.02 | 2112.65 | 19277.89 | 509.46 | 607.02 | 2112.65
38167 | 38167 | 5.5 - 7.0 kW............................................................................................................................................................................. | [17 empty] | 19,272.21 |  |  |  | 469.45 |  |  | 552.32 | 1,924.24 |  | 38167 |  |  |  | 38167 | 19,272.21 469.45 552.32 1,924.24 38167 | 19272.21 | 469.45 | 552.32 | 1924.24 | 19272.21 | 469.45 | 552.32 | 1924.24
38/14
38 | 38 | HEATING, VENTILATION AND AIR-CONDITIONING - EQUIPMENT | [17 empty] | 38
| Item | Item
UNITARY AIR CONDITIONERS (CONT'D)
| Take | [24 empty] | Take
| Supply | [22 empty] | down |  | down |  | Fix
| Window-split type air-conditioner with remote controller (Cont'd) | [16 empty] | and | [5 empty] | and |  | and set |  | only
| fix | [22 empty] | clear |  | aside for
| Cooling capacity : - (Cont'd) | [9 empty] | away | [14 empty] | re-use
| A | [22 empty] | B |  | C |  | D
| Each |  |  | $ | [19 empty] | $ |  | $ |  | $
38168 | 38168 | 7.0 - 7.9kW.............................................................................................................................................................................. | [17 empty] | 21,160.26 |  |  |  | 491.69 |  |  | 575.64 | 2,046.08 |  | 38168 |  |  |  | 38168 | 21,160.26 491.69 575.64 2,046.08 38168 | 21160.26 | 491.69 | 575.64 | 2046.08 | 21160.26 | 491.69 | 575.64 | 2046.08
Stainless steel 316 panel housing; weatherproof type : -
Each
38169 | 38169 | Panel for housing gauges for split type A/C outdoor units (gauges measured separately)................................................... | [17 empty] | 810.93 |  |  |  | 86.13 |  |  | 148.80 | 336.33 |  | 38169 |  |  |  | 38169 | 810.93 86.13 148.80 336.33 38169 | 810.93 | 86.13 | 148.8 | 336.33 | 810.93 | 86.13 | 148.8 | 336.33
Computer room air conditioning unit (direct expansion type with refrigerant zero
ODP), indoor and outdoor unit (outdoor unit shall consist of copper pipes and
pre-treated anti-corrosion aluminium fins) with electrode boiler humidifier, electric reheat,
microprocessor control with local alarm and BMS interface provisions, high efficient filter,
refrigerant pipework with length not exceeding manufacturer's maximum permitted length,
local control panel. Operating room conditions are 22ºC, 50% RH at ambient 35ºC.
Cooling capacity : -
Each
38170 | 38170 | Up to 13 kW............................................................................................................................................................................ | [17 empty] | 68,440.46 |  |  |  | 537.10 |  |  | 701.77 | 2,246.90 |  | 38170 |  |  |  | 38170 | 68,440.46 537.10 701.77 2,246.90 38170 | 68440.46 | 537.1 | 701.77 | 2246.9 | 68440.46 | 537.1 | 701.77 | 2246.9
38171 | 38171 | 13 - 26 kW............................................................................................................................................................................... | [17 empty] | 89,700.64 |  |  |  | 652.71 |  |  | 812.98 | 2,635.51 |  | 38171 |  |  |  | 38171 | 89,700.64 652.71 812.98 2,635.51 38171 | 89700.64 | 652.71 | 812.98 | 2635.51 | 89700.64 | 652.71 | 812.98 | 2635.51
38172 | 38172 | 26 - 35 kW............................................................................................................................................................................... | [17 empty] | 10,530.83 |  |  |  | 714.84 |  |  | 882.15 | 2,811.26 |  | 38172 |  |  |  | 38172 | 10,530.83 714.84 882.15 2,811.26 38172 | 10530.83 | 714.84 | 882.15 | 2811.26 | 10530.83 | 714.84 | 882.15 | 2811.26
(The actual rate should be : $105,308.30 for Item 38172A)
38173 | 38173 | 35 - 50 kW............................................................................................................................................................................... | [17 empty] | 11,939.62 |  |  |  | 776.54 |  |  | 943.97 | 2,985.49 |  | 38173 |  |  |  | 38173 | 11,939.62 776.54 943.97 2,985.49 38173 | 11939.62 | 776.54 | 943.97 | 2985.49 | 11939.62 | 776.54 | 943.97 | 2985.49
(The actual rate should be : $119,396.20 for Item 38173A)
38174 | 38174 | 50 - 75 kW............................................................................................................................................................................... | [17 empty] | 15,628.39 |  |  |  | 827.66 |  |  | 981.13 | 3,110.84 |  | 38174 |  |  |  | 38174 | 15,628.39 827.66 981.13 3,110.84 38174 | 15628.39 | 827.66 | 981.13 | 3110.84 | 15628.39 | 827.66 | 981.13 | 3110.84
(The actual rate should be : $156,283.90 for Item 38174A)
38175 | 38175 | 75 - 84 kW............................................................................................................................................................................... | [17 empty] | 16,956.35 |  |  |  | 846.06 |  |  | 994.51 | 3,155.97 |  | 38175 |  |  |  | 38175 | 16,956.35 846.06 994.51 3,155.97 38175 | 16956.35 | 846.06 | 994.51 | 3155.97 | 16956.35 | 846.06 | 994.51 | 3155.97
(The actual rate should be : $169,563.50 for Item 38175A)
Acoustic enclosure for above computer room air conditioning units c/w acoustic panels
and supporting framework: -
Each
38176 | 38176 | Up to 13 kW............................................................................................................................................................................ | [17 empty] | 7,488.17 |  |  |  | 154.54 |  |  | 274.81 | 911.89 |  | 38176 |  |  |  | 38176 | 7,488.17 154.54 274.81 911.89 38176 | 7488.17 | 154.54 | 274.81 | 911.89 | 7488.17 | 154.54 | 274.81 | 911.89
38177 | 38177 | 13 - 26 kW............................................................................................................................................................................... | [17 empty] | 8,407.22 |  |  |  | 173.51 |  |  | 308.54 | 1,023.81 |  | 38177 |  |  |  | 38177 | 8,407.22 173.51 308.54 1,023.81 38177 | 8407.22 | 173.51 | 308.54 | 1023.81 | 8407.22 | 173.51 | 308.54 | 1023.81
38178 | 38178 | 26 - 35 kW............................................................................................................................................................................... | [17 empty] | 10,420.25 |  |  |  | 215.05 |  |  | 382.42 | 1,268.95 |  | 38178 |  |  |  | 38178 | 10,420.25 215.05 382.42 1,268.95 38178 | 10420.25 | 215.05 | 382.42 | 1268.95 | 10420.25 | 215.05 | 382.42 | 1268.95
38179 | 38179 | 35 - 50 kW............................................................................................................................................................................... | [17 empty] | 13,129.85 |  |  |  | 270.97 |  |  | 481.86 | 1,598.91 |  | 38179 |  |  |  | 38179 | 13,129.85 270.97 481.86 1,598.91 38179 | 13129.85 | 270.97 | 481.86 | 1598.91 | 13129.85 | 270.97 | 481.86 | 1598.91
38180 | 38180 | 50 - 75 kW............................................................................................................................................................................... | [17 empty] | 14,586.77 |  |  |  | 301.03 |  |  | 535.33 | 1,776.34 |  | 38180 |  |  |  | 38180 | 14,586.77 301.03 535.33 1,776.34 38180 | 14586.77 | 301.03 | 535.33 | 1776.34 | 14586.77 | 301.03 | 535.33 | 1776.34
38181 | 38181 | 75 - 84 kW............................................................................................................................................................................... | [17 empty] | 15,747.99 |  |  |  | 325.00 |  |  | 577.95 | 1,917.75 |  | 38181 |  |  |  | 38181 | 15,747.99 325.00 577.95 1,917.75 38181 | 15747.99 | 325 | 577.95 | 1917.75 | 15747.99 | 325 | 577.95 | 1917.75
38/15
38 | 38 | HEATING, VENTILATION AND AIR-CONDITIONING - EQUIPMENT | [17 empty] | 38
| Item | Item
| UNITARY AIR CONDITIONERS (CONT'D) | [14 empty] | Take | [9 empty] | Take
| Supply | [22 empty] | down |  | down |  | Fix
| and | [22 empty] | and |  | and set |  | only
| Water detection system : - | [9 empty] | fix | [12 empty] | clear |  | aside for
| away | [24 empty] | re-use
| A | [22 empty] | B |  | C |  | D
| Each |  |  | $ | [19 empty] | $ |  | $ |  | $
38182 | 38182 | Water detection system with control panel providing audio and visual alarm, location of leak and
| BMS interface provisions connected to water-sensing cable for operation .......................................................................... | [18 empty] | 18,022.31 |  |  |  | 257.96 |  |  | 279.86 | 873.44 |  | 38182 |  |  |  | 38182 | 18,022.31 257.96 279.86 873.44 38182 | 18022.31 | 257.96 | 279.86 | 873.44 | 18022.31 | 257.96 | 279.86 | 873.44
Per linear metre
38183 | 38183 | Water sensing cable complete with branch connector, zone connector, compatible with the
| above water detection system c/w all necessary mountings .................................................................................................. | [18 empty] | 207.14 |  |  |  | 2.68 |  |  | 6.14 | 24.97 |  | 38183 |  |  |  | 38183 | 207.14 2.68 6.14 24.97 38183 | 207.14 | 2.68 | 6.14 | 24.97 | 207.14 | 2.68 | 6.14 | 24.97
Each
38184 | 38184 | Water leakage detection sensor; point type, complete with detection module, stainless steel
probes, controller with buzzer, control panel, cables and cable containments,
| and all necessary accessories and BMS interface provisions................................................................................................. | [18 empty] | 5,217.66 |  |  |  | 145.46 |  |  | 193.95 | 242.43 |  | 38184 |  |  |  | 38184 | 5,217.66 145.46 193.95 242.43 38184 | 5217.66 | 145.46 | 193.95 | 242.43 | 5217.66 | 145.46 | 193.95 | 242.43
38185 | 38185 | Water leakage detection sensor; point type, complete with cables and containments.......................................................... | [17 empty] | 448.95 |  |  |  | 13.99 |  |  | 18.65 | 23.31 |  | 38185 |  |  |  | 38185 | 448.95 13.99 18.65 23.31 38185 | 448.95 | 13.99 | 18.65 | 23.31 | 448.95 | 13.99 | 18.65 | 23.31
Per set
38186 | 38186 | Temperature and humidity recorder....................................................................................................................................... | [17 empty] | 6,733.05 |  |  |  | 5.54 |  |  | 7.02 | 43.83 |  | 38186 |  |  |  | 38186 | 6,733.05 5.54 7.02 43.83 38186 | 6733.05 | 5.54 | 7.02 | 43.83 | 6733.05 | 5.54 | 7.02 | 43.83
Reheat coil air conditioners for dehumidity Internal mounted direct expansion fan coil
unit of copper tube aluminium fins coils c/w filter and chamber, air filter, filter clog
indicator, electric expansion valve, thermostat humidistat, fan speed control unit,
auto-swing mechanism, starters, drain pan, connection to outdoor condensing unit.
Ceiling concealed type : -
Per set
38187 | 38187 | Up to 5.8 kW........................................................................................................................................................................... | [17 empty] | 44,661.78 |  |  |  | 117.15 |  |  | 593.03 | 622.59 |  | 38187 |  |  |  | 38187 | 44,661.78 117.15 593.03 622.59 38187 | 44661.78 | 117.15 | 593.03 | 622.59 | 44661.78 | 117.15 | 593.03 | 622.59
38188 | 38188 | 5.8 - 14.5 kW........................................................................................................................................................................... | [17 empty] | 61,221.50 |  |  |  | 117.15 |  |  | 832.37 | 909.15 |  | 38188 |  |  |  | 38188 | 61,221.50 117.15 832.37 909.15 38188 | 61221.5 | 117.15 | 832.37 | 909.15 | 61221.5 | 117.15 | 832.37 | 909.15
Ceiling suspended type : -
Per set
38189 | 38189 | Up to 5.8 kW........................................................................................................................................................................... | [17 empty] | 40,032.44 |  |  |  | 117.15 |  |  | 593.03 | 684.54 |  | 38189 |  |  |  | 38189 | 40,032.44 117.15 593.03 684.54 38189 | 40032.44 | 117.15 | 593.03 | 684.54 | 40032.44 | 117.15 | 593.03 | 684.54
38190 | 38190 | 5.8 - 14.5 kW........................................................................................................................................................................... | [17 empty] | 56,117.62 |  |  |  | 117.15 |  |  | 832.37 | 909.15 |  | 38190 |  |  |  | 38190 | 56,117.62 117.15 832.37 909.15 38190 | 56117.62 | 117.15 | 832.37 | 909.15 | 56117.62 | 117.15 | 832.37 | 909.15
38/16
38 | 38 | HEATING, VENTILATION AND AIR-CONDITIONING - EQUIPMENT | [17 empty] | 38
| Item | Item
UNITARY AIR CONDITIONERS (CONT'D)
Variable refrigerant volume (VRV) system (refrigerant zero ODP)
| Outdoor condensing units c/w insulated gate bipolar transistor type inverter or the | [16 empty] | Take | [7 empty] | Take
| equivalent, hermetic scroll compressor, anti-corrosion resin coated condensing fin, | [17 empty] | Supply |  |  |  |  | down |  | down |  | Fix
| propeller fan, accumulator, high pressure switch, crank case heater, over current | [16 empty] | and | [5 empty] | and |  | and set |  | only
| protection for inverter, short recycling timer and oil recovery system, refrigerant | [16 empty] | fix | [5 empty] | clear |  | aside for
| (zero ODP), refrigerant pipework (with length not exceeding manufacturer's | [16 empty] | away | [7 empty] | re-use
maximum permitted length) to the indoor units, weather proof cabinet, emergency
stop button, local control panel for operation.
Cooling and heating (heat pump), capacity : -
| A | [22 empty] | B |  | C |  | D
| Per set |  |  | $ | [19 empty] | $ |  | $ |  | $
38191 | 38191 | Up to 8 kW.............................................................................................................................................................................. | [17 empty] | 33,900.00 |  |  |  | 621.50 |  |  | 678.00 | 2,260.00 |  | 38191 |  |  |  | 38191 | 33,900.00 621.50 678.00 2,260.00 38191 | 33900 | 621.5 | 678 | 2260 | 33900 | 621.5 | 678 | 2260
38192 | 38192 | 8 - 14 kW................................................................................................................................................................................. | [17 empty] | 68,420.72 |  |  |  | 678.00 |  |  | 734.50 | 2,373.00 |  | 38192 |  |  |  | 38192 | 68,420.72 678.00 734.50 2,373.00 38192 | 68420.72 | 678 | 734.5 | 2373 | 68420.72 | 678 | 734.5 | 2373
38193 | 38193 | 14 - 20 kW............................................................................................................................................................................... | [17 empty] | 93,707.27 |  |  |  | 706.26 |  |  | 848.98 | 2,740.71 |  | 38193 |  |  |  | 38193 | 93,707.27 706.26 848.98 2,740.71 38193 | 93707.27 | 706.26 | 848.98 | 2740.71 | 93707.27 | 706.26 | 848.98 | 2740.71
38194 | 38194 | 20 - 30 kW............................................................................................................................................................................... | [17 empty] | 98,692.46 |  |  |  | 815.31 |  |  | 970.44 | 2,948.80 |  | 38194 |  |  |  | 38194 | 98,692.46 815.31 970.44 2,948.80 38194 | 98692.46 | 815.31 | 970.44 | 2948.8 | 98692.46 | 815.31 | 970.44 | 2948.8
38195 | 38195 | 30 - 44 kW............................................................................................................................................................................... | [17 empty] | 13,546.41 |  |  |  | 925.37 |  |  | 1,087.07 | 3,130.49 |  | 38195 |  |  |  | 38195 | 13,546.41 925.37 1,087.07 3,130.49 38195 | 13546.41 | 925.37 | 1087.07 | 3130.49 | 13546.41 | 925.37 | 1087.07 | 3130.49
(The actual rate should be : $135,464.10 for Item 38195A)
38196 | 38196 | 44 - 58 kW............................................................................................................................................................................... | [17 empty] | 17,787.15 |  |  |  | 1,031.23 |  |  | 1,182.11 | 3,317.25 |  | 38196 |  |  |  | 38196 | 17,787.15 1,031.23 1,182.11 3,317.25 38196 | 17787.15 | 1031.23 | 1182.11 | 3317.25 | 17787.15 | 1031.23 | 1182.11 | 3317.25
(The actual rate should be : $177,871.50 for Item 38196A)
38197 | 38197 | 58 - 86 kW............................................................................................................................................................................... | [17 empty] | 24,570.91 |  |  |  | 1,166.16 |  |  | 1,366.77 | 3,531.35 |  | 38197 |  |  |  | 38197 | 24,570.91 1,166.16 1,366.77 3,531.35 38197 | 24570.91 | 1166.16 | 1366.77 | 3531.35 | 24570.91 | 1166.16 | 1366.77 | 3531.35
(The actual rate should be : $245,709.10 for Item 38197A)
38198 | 38198 | 86 - 90 kW............................................................................................................................................................................... | [17 empty] | 25,540.02 |  |  |  | 1,185.44 |  |  | 1,393.15 | 3,561.93 |  | 38198 |  |  |  | 38198 | 25,540.02 1,185.44 1,393.15 3,561.93 38198 | 25540.02 | 1185.44 | 1393.15 | 3561.93 | 25540.02 | 1185.44 | 1393.15 | 3561.93
(The actual rate should be : $255,400.20 for Item 38198A)
Cooling only, capacity : -
Per set
38199 | 38199 | Up to 8 kW.............................................................................................................................................................................. | [17 empty] | 31,640.00 |  |  |  | 621.50 |  |  | 678.00 | 2,260.00 |  | 38199 |  |  |  | 38199 | 31,640.00 621.50 678.00 2,260.00 38199 | 31640 | 621.5 | 678 | 2260 | 31640 | 621.5 | 678 | 2260
38200 | 38200 | 8 - 14 kW................................................................................................................................................................................. | [17 empty] | 63,827.58 |  |  |  | 678.00 |  |  | 734.50 | 2,373.00 |  | 38200 |  |  |  | 38200 | 63,827.58 678.00 734.50 2,373.00 38200 | 63827.58 | 678 | 734.5 | 2373 | 63827.58 | 678 | 734.5 | 2373
38201 | 38201 | 14 - 20 kW............................................................................................................................................................................... | [17 empty] | 78,991.20 |  |  |  | 706.26 |  |  | 848.98 | 2,740.71 |  | 38201 |  |  |  | 38201 | 78,991.20 706.26 848.98 2,740.71 38201 | 78991.2 | 706.26 | 848.98 | 2740.71 | 78991.2 | 706.26 | 848.98 | 2740.71
38202 | 38202 | 20 - 30 kW............................................................................................................................................................................... | [17 empty] | 94,886.86 |  |  |  | 815.31 |  |  | 970.44 | 2,948.80 |  | 38202 |  |  |  | 38202 | 94,886.86 815.31 970.44 2,948.80 38202 | 94886.86 | 815.31 | 970.44 | 2948.8 | 94886.86 | 815.31 | 970.44 | 2948.8
38203 | 38203 | 30 - 44 kW............................................................................................................................................................................... | [17 empty] | 13,098.09 |  |  |  | 925.37 |  |  | 1,087.07 | 3,130.49 |  | 38203 |  |  |  | 38203 | 13,098.09 925.37 1,087.07 3,130.49 38203 | 13098.09 | 925.37 | 1087.07 | 3130.49 | 13098.09 | 925.37 | 1087.07 | 3130.49
(The actual rate should be : $130,980.90for Item 38203A)
38204 | 38204 | 44 - 58 kW............................................................................................................................................................................... | [17 empty] | 17,125.68 |  |  |  | 1,031.23 |  |  | 1,182.11 | 3,317.25 |  | 38204 |  |  |  | 38204 | 17,125.68 1,031.23 1,182.11 3,317.25 38204 | 17125.68 | 1031.23 | 1182.11 | 3317.25 | 17125.68 | 1031.23 | 1182.11 | 3317.25
(The actual rate should be : $171,256.80 for Item 38204A)
38205 | 38205 | 58 - 86 kW............................................................................................................................................................................... | [17 empty] | 23,455.71 |  |  |  | 1,166.16 |  |  | 1,366.77 | 3,531.35 |  | 38205 |  |  |  | 38205 | 23,455.71 1,166.16 1,366.77 3,531.35 38205 | 23455.71 | 1166.16 | 1366.77 | 3531.35 | 23455.71 | 1166.16 | 1366.77 | 3531.35
(The actual rate should be : $234,557.10 for Item 38205A)
38/17
38 | 38 | HEATING, VENTILATION AND AIR-CONDITIONING - EQUIPMENT | [17 empty] | 38
| Item | Item
UNITARY AIR CONDITIONERS (CONT'D)
| Take | [24 empty] | Take
| Supply | [22 empty] | down |  | down |  | Fix
| Variable refrigerant volume (VRV) system (refrigerant zero ODP) (Cont'd) | [16 empty] | and | [5 empty] | and |  | and set |  | only
| fix | [22 empty] | clear |  | aside for
| away | [24 empty] | re-use
Stainless steel 316 panel housing; weatherproof type : -
| A | [22 empty] | B |  | C |  | D
| Each |  |  | $ | [19 empty] | $ |  | $ |  | $
38206 | 38206 | Panel for housing gauges for VRV outdoor units (gauges measured separately)................................................................. | [17 empty] | 810.93 |  |  |  | 86.13 |  |  | 148.80 | 336.33 |  | 38206 |  |  |  | 38206 | 810.93 86.13 148.80 336.33 38206 | 810.93 | 86.13 | 148.8 | 336.33 | 810.93 | 86.13 | 148.8 | 336.33
Variable refrigerant volume (VRV) system (refrigerant zero ODP)
Water cooled outdoor condensing units c/w insulated gate bipolar transistor type inverter
or the equivalent, hermetic scroll compressor, over current protection for inverter, and
short recycling timer, refrigerant (zero ODP), refrigerant pipework (with length not
exceeding manufacturer's maximum permitted length) to the indoor units, weather proof
cabinet, emergency stop button, local control panel for operation.
Cooling and heating (heat pump), capacity : -
Per set
38207 | 38207 | up to 22.7 kW.......................................................................................................................................................................... | [17 empty] | 10,210.63 |  |  |  | 761.24 |  |  | 904.50 | 2,799.07 |  | 38207 |  |  |  | 38207 | 10,210.63 761.24 904.50 2,799.07 38207 | 10210.63 | 761.24 | 904.5 | 2799.07 | 10210.63 | 761.24 | 904.5 | 2799.07
(The actual rate should be : $102,106.30 for Item 38207A)
38208 | 38208 | 22.7 - 27.0 kW......................................................................................................................................................................... | [17 empty] | 12,341.77 |  |  |  | 889.92 |  |  | 1,049.66 | 3,149.29 |  | 38208 |  |  |  | 38208 | 12,341.77 889.92 1,049.66 3,149.29 38208 | 12341.77 | 889.92 | 1049.66 | 3149.29 | 12341.77 | 889.92 | 1049.66 | 3149.29
(The actual rate should be : $123,417.70 for Item 38208A)
38209 | 38209 | 27 - 45.4 kW............................................................................................................................................................................ | [17 empty] | 14,399.05 |  |  |  | 994.36 |  |  | 1,184.24 | 3,465.77 |  | 38209 |  |  |  | 38209 | 14,399.05 994.36 1,184.24 3,465.77 38209 | 14399.05 | 994.36 | 1184.24 | 3465.77 | 14399.05 | 994.36 | 1184.24 | 3465.77
(The actual rate should be : $143,990.50 for Item 38209A)
38210 | 38210 | 45.4 - 49.7 kW......................................................................................................................................................................... | [17 empty] | 18,255.48 |  |  |  | 1,169.50 |  |  | 1,350.14 | 3,942.19 |  | 38210 |  |  |  | 38210 | 18,255.48 1,169.50 1,350.14 3,942.19 38210 | 18255.48 | 1169.5 | 1350.14 | 3942.19 | 18255.48 | 1169.5 | 1350.14 | 3942.19
(The actual rate should be : $182,554.80 for Item 38210A)
38211 | 38211 | 49.7- 54.0 kW.......................................................................................................................................................................... | [17 empty] | 22,900.34 |  |  |  | 1,395.13 |  |  | 1,636.25 | 4,494.47 |  | 38211 |  |  |  | 38211 | 22,900.34 1,395.13 1,636.25 4,494.47 38211 | 22900.34 | 1395.13 | 1636.25 | 4494.47 | 22900.34 | 1395.13 | 1636.25 | 4494.47
(The actual rate should be : $229,003.40 for Item 38211A)
38/18
38 | 38 | HEATING, VENTILATION AND AIR-CONDITIONING - EQUIPMENT | [17 empty] | 38
| Item | Item
UNITARY AIR CONDITIONERS (CONT'D)
| Take | [24 empty] | Take
| Supply | [22 empty] | down |  | down |  | Fix
| Internally mounted refrigerant distributing and recirculating unit c/w valves, | [16 empty] | and | [5 empty] | and |  | and set |  | only
| wiring and all necessary devices for controlling refrigerant flows and | [16 empty] | fix | [5 empty] | clear |  | aside for
| distributions : - |  |  |  |  | away | [19 empty] | re-use
| A | [22 empty] | B |  | C |  | D
| Per set |  |  | $ | [19 empty] | $ |  | $ |  | $
38212 | 38212 | Up to 6 branches..................................................................................................................................................................... | [17 empty] | 11,298.46 |  |  |  | 286.05 |  |  | 1,460.42 | 1,710.69 |  | 38212 |  |  |  | 38212 | 11,298.46 286.05 1,460.42 1,710.69 38212 | 11298.46 | 286.05 | 1460.42 | 1710.69 | 11298.46 | 286.05 | 1460.42 | 1710.69
(The actual rate should be : $112,984.60 for Item 38212A)
38213 | 38213 | Up to 10 branches................................................................................................................................................................... | [17 empty] | 18,199.90 |  |  |  | 341.46 |  |  | 1,735.52 | 2,050.43 |  | 38213 |  |  |  | 38213 | 18,199.90 341.46 1,735.52 2,050.43 38213 | 18199.9 | 341.46 | 1735.52 | 2050.43 | 18199.9 | 341.46 | 1735.52 | 2050.43
(The actual rate should be : $181,999.00 for Item 38213A)
VRV master controller : -
Per set
38214 | 38214 | VRV air-conditioning unit master controller......................................................................................................................... | [17 empty] | 16,077.75 |  |  |  | 381.39 |  |  | 1,144.18 | 2,288.37 |  | 38214 |  |  |  | 38214 | 16,077.75 381.39 1,144.18 2,288.37 38214 | 16077.75 | 381.39 | 1144.18 | 2288.37 | 16077.75 | 381.39 | 1144.18 | 2288.37
Internal mounted direct expansion fan coil unit of copper tube aluminium fins coils
c/w filter and chamber, air filter, filter clog indicator, electric expansion valve,
thermostat, fan speed control unit, auto-swing mechanism, starters, drain pan,
connection to outdoor condensing unit.
Ceiling cassette type/ concealed type; cooling only
Cooling capacity : -
Per set
38215 | 38215 | Up to 3.8 kW........................................................................................................................................................................... | [17 empty] | 11,667.24 |  |  |  | 100.12 |  |  | 111.72 | 438.42 |  | 38215 |  |  |  | 38215 | 11,667.24 100.12 111.72 438.42 38215 | 11667.24 | 100.12 | 111.72 | 438.42 | 11667.24 | 100.12 | 111.72 | 438.42
38216 | 38216 | 3.8 - 5.8 kW............................................................................................................................................................................. | [17 empty] | 12,662.17 |  |  |  | 112.41 |  |  | 124.73 | 475.72 |  | 38216 |  |  |  | 38216 | 12,662.17 112.41 124.73 475.72 38216 | 12662.17 | 112.41 | 124.73 | 475.72 | 12662.17 | 112.41 | 124.73 | 475.72
38217 | 38217 | 5.8 - 9.4 kW............................................................................................................................................................................. | [17 empty] | 15,453.05 |  |  |  | 122.81 |  |  | 135.98 | 513.85 |  | 38217 |  |  |  | 38217 | 15,453.05 122.81 135.98 513.85 38217 | 15453.05 | 122.81 | 135.98 | 513.85 | 15453.05 | 122.81 | 135.98 | 513.85
38218 | 38218 | 9.4 - 14.5 kW........................................................................................................................................................................... | [17 empty] | 17,671.23 |  |  |  | 133.48 |  |  | 147.23 | 552.03 |  | 38218 |  |  |  | 38218 | 17,671.23 133.48 147.23 552.03 38218 | 17671.23 | 133.48 | 147.23 | 552.03 | 17671.23 | 133.48 | 147.23 | 552.03
38219 | 38219 | 14.5 -22.3 kW.......................................................................................................................................................................... | [17 empty] | 22,785.92 |  |  |  | 199.88 |  |  | 226.59 | 786.47 |  | 38219 |  |  |  | 38219 | 22,785.92 199.88 226.59 786.47 38219 | 22785.92 | 199.88 | 226.59 | 786.47 | 22785.92 | 199.88 | 226.59 | 786.47
38220 | 38220 | 22.3 - 29.1 kW......................................................................................................................................................................... | [17 empty] | 27,360.08 |  |  |  | 266.53 |  |  | 290.50 | 1,176.00 |  | 38220 |  |  |  | 38220 | 27,360.08 266.53 290.50 1,176.00 38220 | 27360.08 | 266.53 | 290.5 | 1176 | 27360.08 | 266.53 | 290.5 | 1176
Ceiling suspended type; cooling only
Cooling capacity : -
Per set
38221 | 38221 | Up to 3.8 kW........................................................................................................................................................................... | [17 empty] | 10,965.97 |  |  |  | 83.49 |  |  | 91.87 | 385.36 |  | 38221 |  |  |  | 38221 | 10,965.97 83.49 91.87 385.36 38221 | 10965.97 | 83.49 | 91.87 | 385.36 | 10965.97 | 83.49 | 91.87 | 385.36
38222 | 38222 | 3.8 - 5.8 kW............................................................................................................................................................................. | [17 empty] | 12,442.27 |  |  |  | 95.21 |  |  | 104.10 | 427.15 |  | 38222 |  |  |  | 38222 | 12,442.27 95.21 104.10 427.15 38222 | 12442.27 | 95.21 | 104.1 | 427.15 | 12442.27 | 95.21 | 104.1 | 427.15
38223 | 38223 | 5.8 - 9.4 kW............................................................................................................................................................................. | [17 empty] | 12,894.12 |  |  |  | 107.52 |  |  | 113.27 | 470.04 |  | 38223 |  |  |  | 38223 | 12,894.12 107.52 113.27 470.04 38223 | 12894.12 | 107.52 | 113.27 | 470.04 | 12894.12 | 107.52 | 113.27 | 470.04
38224 | 38224 | 9.4 - 14.5 kW........................................................................................................................................................................... | [17 empty] | 13,798.80 |  |  |  | 112.88 |  |  | 130.13 | 512.35 |  | 38224 |  |  |  | 38224 | 13,798.80 112.88 130.13 512.35 38224 | 13798.8 | 112.88 | 130.13 | 512.35 | 13798.8 | 112.88 | 130.13 | 512.35
38/19
38 | 38 | HEATING, VENTILATION AND AIR-CONDITIONING - EQUIPMENT | [17 empty] | 38
| Item | Item
UNITARY AIR CONDITIONERS (CONT'D)
Internal mounted direct expansion fan coil unit of copper tube aluminium fins coils
| c/w filter and chamber, air filter, filter clog indicator, electric expansion valve, | [16 empty] | Take | [7 empty] | Take
| thermostat, fan speed control unit, auto-swing mechanism, starters, drain pan, | [16 empty] | Supply | [5 empty] | down |  | down |  | Fix
| connection to outdoor condensing unit. (Cont'd) | [11 empty] | and | [10 empty] | and |  | and set |  | only
| fix | [22 empty] | clear |  | aside for
| away | [24 empty] | re-use
Ceiling mounted ducted type, cooling only
Cooling capacity : -
| A | [22 empty] | B |  | C |  | D
| Per set |  |  | $ | [19 empty] | $ |  | $ |  | $
38225 | 38225 | Up to 3.8 kW........................................................................................................................................................................... | [17 empty] | 9,880.24 |  |  |  | 83.49 |  |  | 91.87 | 385.36 |  | 38225 |  |  |  | 38225 | 9,880.24 83.49 91.87 385.36 38225 | 9880.24 | 83.49 | 91.87 | 385.36 | 9880.24 | 83.49 | 91.87 | 385.36
38226 | 38226 | 3.8 - 5.8 kW............................................................................................................................................................................. | [17 empty] | 10,816.92 |  |  |  | 95.21 |  |  | 104.10 | 427.15 |  | 38226 |  |  |  | 38226 | 10,816.92 95.21 104.10 427.15 38226 | 10816.92 | 95.21 | 104.1 | 427.15 | 10816.92 | 95.21 | 104.1 | 427.15
38227 | 38227 | 5.8 - 9.4 kW............................................................................................................................................................................. | [17 empty] | 13,181.16 |  |  |  | 107.52 |  |  | 113.27 | 470.04 |  | 38227 |  |  |  | 38227 | 13,181.16 107.52 113.27 470.04 38227 | 13181.16 | 107.52 | 113.27 | 470.04 | 13181.16 | 107.52 | 113.27 | 470.04
38228 | 38228 | 9.4 - 14.5 kW........................................................................................................................................................................... | [17 empty] | 14,937.13 |  |  |  | 112.88 |  |  | 130.13 | 512.35 |  | 38228 |  |  |  | 38228 | 14,937.13 112.88 130.13 512.35 38228 | 14937.13 | 112.88 | 130.13 | 512.35 | 14937.13 | 112.88 | 130.13 | 512.35
Exposed wall mounted type, cooling only
Cooling capacity : -
Per set
38229 | 38229 | Up to 3.8 kW........................................................................................................................................................................... | [17 empty] | 10,522.25 |  |  |  | 70.68 |  |  | 77.98 | 323.87 |  | 38229 |  |  |  | 38229 | 10,522.25 70.68 77.98 323.87 38229 | 10522.25 | 70.68 | 77.98 | 323.87 | 10522.25 | 70.68 | 77.98 | 323.87
38230 | 38230 | 3.8 - 5.8 kW............................................................................................................................................................................. | [17 empty] | 11,987.18 |  |  |  | 80.51 |  |  | 87.99 | 359.51 |  | 38230 |  |  |  | 38230 | 11,987.18 80.51 87.99 359.51 38230 | 11987.18 | 80.51 | 87.99 | 359.51 | 11987.18 | 80.51 | 87.99 | 359.51
38231 | 38231 | 5.8 - 9.4 kW............................................................................................................................................................................. | [17 empty] | 12,404.81 |  |  |  | 90.70 |  |  | 95.43 | 411.33 |  | 38231 |  |  |  | 38231 | 12,404.81 90.70 95.43 411.33 38231 | 12404.81 | 90.7 | 95.43 | 411.33 | 12404.81 | 90.7 | 95.43 | 411.33
38232 | 38232 | 9.4 - 14.5 kW........................................................................................................................................................................... | [17 empty] | 13,298.11 |  |  |  | 95.21 |  |  | 109.37 | 449.69 |  | 38232 |  |  |  | 38232 | 13,298.11 95.21 109.37 449.69 38232 | 13298.11 | 95.21 | 109.37 | 449.69 | 13298.11 | 95.21 | 109.37 | 449.69
Ceiling cassette type/ concealed type; cooling and heating (heat pump)
Cooling and heating capacity : -
Per set
38233 | 38233 | Up to 3.8 kW........................................................................................................................................................................... | [17 empty] | 12,343.24 |  |  |  | 100.12 |  |  | 111.72 | 438.42 |  | 38233 |  |  |  | 38233 | 12,343.24 100.12 111.72 438.42 38233 | 12343.24 | 100.12 | 111.72 | 438.42 | 12343.24 | 100.12 | 111.72 | 438.42
38234 | 38234 | 3.8 - 5.8 kW............................................................................................................................................................................. | [17 empty] | 13,500.43 |  |  |  | 112.41 |  |  | 124.73 | 475.72 |  | 38234 |  |  |  | 38234 | 13,500.43 112.41 124.73 475.72 38234 | 13500.43 | 112.41 | 124.73 | 475.72 | 13500.43 | 112.41 | 124.73 | 475.72
38235 | 38235 | 5.8 - 9.4 kW............................................................................................................................................................................. | [17 empty] | 16,482.08 |  |  |  | 122.81 |  |  | 135.98 | 513.85 |  | 38235 |  |  |  | 38235 | 16,482.08 122.81 135.98 513.85 38235 | 16482.08 | 122.81 | 135.98 | 513.85 | 16482.08 | 122.81 | 135.98 | 513.85
38236 | 38236 | 9.4 - 14.5 kW........................................................................................................................................................................... | [17 empty] | 18,634.94 |  |  |  | 133.48 |  |  | 147.23 | 552.03 |  | 38236 |  |  |  | 38236 | 18,634.94 133.48 147.23 552.03 38236 | 18634.94 | 133.48 | 147.23 | 552.03 | 18634.94 | 133.48 | 147.23 | 552.03
38/20
38 | 38 | HEATING, VENTILATION AND AIR-CONDITIONING - EQUIPMENT | [17 empty] | 38
| Item | Item
UNITARY AIR CONDITIONERS (CONT'D)
Internal mounted direct expansion fan coil unit of copper tube aluminium fins coils
| c/w filter and chamber, air filter, filter clog indicator, electric expansion valve, | [16 empty] | Take | [7 empty] | Take
| thermostat, fan speed control unit, auto-swing mechanism, starters, drain pan, | [16 empty] | Supply | [5 empty] | down |  | down |  | Fix
| connection to outdoor condensing unit. (Cont'd) | [12 empty] | and | [9 empty] | and |  | and set |  | only
| fix | [22 empty] | clear |  | aside for
| away | [24 empty] | re-use
Ceiling suspended type; cooling and heating (heat pump)
Cooling and heating capacity : -
| A | [22 empty] | B |  | C |  | D
| Per set |  |  | $ | [19 empty] | $ |  | $ |  | $
38237 | 38237 | Up to 3.8 kW........................................................................................................................................................................... | [17 empty] | 13,549.17 |  |  |  | 83.49 |  |  | 91.87 | 385.36 |  | 38237 |  |  |  | 38237 | 13,549.17 83.49 91.87 385.36 38237 | 13549.17 | 83.49 | 91.87 | 385.36 | 13549.17 | 83.49 | 91.87 | 385.36
38238 | 38238 | 3.8 - 5.8 kW............................................................................................................................................................................. | [17 empty] | 14,172.07 |  |  |  | 95.21 |  |  | 104.10 | 427.15 |  | 38238 |  |  |  | 38238 | 14,172.07 95.21 104.10 427.15 38238 | 14172.07 | 95.21 | 104.1 | 427.15 | 14172.07 | 95.21 | 104.1 | 427.15
38239 | 38239 | 5.8 - 9.4 kW............................................................................................................................................................................. | [17 empty] | 14,711.87 |  |  |  | 107.52 |  |  | 113.27 | 470.04 |  | 38239 |  |  |  | 38239 | 14,711.87 107.52 113.27 470.04 38239 | 14711.87 | 107.52 | 113.27 | 470.04 | 14711.87 | 107.52 | 113.27 | 470.04
38240 | 38240 | 9.4 - 14.5 kW........................................................................................................................................................................... | [17 empty] | 15,639.59 |  |  |  | 112.88 |  |  | 130.13 | 512.35 |  | 38240 |  |  |  | 38240 | 15,639.59 112.88 130.13 512.35 38240 | 15639.59 | 112.88 | 130.13 | 512.35 | 15639.59 | 112.88 | 130.13 | 512.35
Ceiling mounted ducted type, cooling and heating (heat pump)
Cooling and heating capacity : -
Per set
38241 | 38241 | Up to 3.8 kW........................................................................................................................................................................... | [17 empty] | 10,533.22 |  |  |  | 83.49 |  |  | 91.87 | 385.36 |  | 38241 |  |  |  | 38241 | 10,533.22 83.49 91.87 385.36 38241 | 10533.22 | 83.49 | 91.87 | 385.36 | 10533.22 | 83.49 | 91.87 | 385.36
38242 | 38242 | 3.8 - 5.8 kW............................................................................................................................................................................. | [17 empty] | 11,530.84 |  |  |  | 95.21 |  |  | 104.10 | 427.15 |  | 38242 |  |  |  | 38242 | 11,530.84 95.21 104.10 427.15 38242 | 11530.84 | 95.21 | 104.1 | 427.15 | 11530.84 | 95.21 | 104.1 | 427.15
38243 | 38243 | 5.8 - 9.4 kW............................................................................................................................................................................. | [17 empty] | 14,110.11 |  |  |  | 107.52 |  |  | 113.27 | 470.04 |  | 38243 |  |  |  | 38243 | 14,110.11 107.52 113.27 470.04 38243 | 14110.11 | 107.52 | 113.27 | 470.04 | 14110.11 | 107.52 | 113.27 | 470.04
38244 | 38244 | 9.4 - 14.5 kW........................................................................................................................................................................... | [17 empty] | 15,929.71 |  |  |  | 112.88 |  |  | 130.13 | 512.35 |  | 38244 |  |  |  | 38244 | 15,929.71 112.88 130.13 512.35 38244 | 15929.71 | 112.88 | 130.13 | 512.35 | 15929.71 | 112.88 | 130.13 | 512.35
Exposed wall mounted type, cooling and heating (heat pump)
Cooling and heating capacity : -
Per set
38245 | 38245 | Up to 2.3 kW........................................................................................................................................................................... | [17 empty] | 8,145.79 |  |  |  | 281.30 |  |  | 341.69 | 958.03 |  | 38245 |  |  |  | 38245 | 8,145.79 281.30 341.69 958.03 38245 | 8145.79 | 281.3 | 341.69 | 958.03 | 8145.79 | 281.3 | 341.69 | 958.03
38246 | 38246 | 2.3 - 2.9 kW............................................................................................................................................................................. | [17 empty] | 10,046.32 |  |  |  | 302.23 |  |  | 365.63 | 1,109.11 |  | 38246 |  |  |  | 38246 | 10,046.32 302.23 365.63 1,109.11 38246 | 10046.32 | 302.23 | 365.63 | 1109.11 | 10046.32 | 302.23 | 365.63 | 1109.11
38247 | 38247 | 2.9 - 3.7 kW............................................................................................................................................................................. | [17 empty] | 13,471.50 |  |  |  | 328.92 |  |  | 390.67 | 1,251.73 |  | 38247 |  |  |  | 38247 | 13,471.50 328.92 390.67 1,251.73 38247 | 13471.5 | 328.92 | 390.67 | 1251.73 | 13471.5 | 328.92 | 390.67 | 1251.73
38248 | 38248 | 3.7 - 4.7 kW............................................................................................................................................................................. | [17 empty] | 16,897.54 |  |  |  | 355.84 |  |  | 416.21 | 1,308.04 |  | 38248 |  |  |  | 38248 | 16,897.54 355.84 416.21 1,308.04 38248 | 16897.54 | 355.84 | 416.21 | 1308.04 | 16897.54 | 355.84 | 416.21 | 1308.04
38249 | 38249 | 4.7 - 5.8 kW............................................................................................................................................................................. | [17 empty] | 21,697.26 |  |  |  | 380.02 |  |  | 441.59 | 1,372.79 |  | 38249 |  |  |  | 38249 | 21,697.26 380.02 441.59 1,372.79 38249 | 21697.26 | 380.02 | 441.59 | 1372.79 | 21697.26 | 380.02 | 441.59 | 1372.79
38250 | 38250 | 5.8 - 7.3 kW............................................................................................................................................................................. | [17 empty] | 26,113.57 |  |  |  | 404.34 |  |  | 464.94 | 1,426.99 |  | 38250 |  |  |  | 38250 | 26,113.57 404.34 464.94 1,426.99 38250 | 26113.57 | 404.34 | 464.94 | 1426.99 | 26113.57 | 404.34 | 464.94 | 1426.99
38/21
38 | 38 | HEATING, VENTILATION AND AIR-CONDITIONING - EQUIPMENT | [17 empty] | 38
| Item | Item
UNITARY AIR CONDITIONERS (CONT'D)
| Take | [24 empty] | Take
| Supply | [22 empty] | down |  | down |  | Fix
| Room cooler, (refrigerant R22), c/w aluminium supporting frame, drain pan | [16 empty] | and | [5 empty] | and |  | and set |  | only
| (size of drain pan to match with room cooler) | [11 empty] | fix | [10 empty] | clear |  | aside for
| away | [24 empty] | re-use
Cooling capacity : -
| A | [22 empty] | B |  | C |  | D
| Each |  |  | $ | [19 empty] | $ |  | $ |  | $
38251 | 38251 | Up to 2.8 kW........................................................................................................................................................................... | [17 empty] | - |  |  |  | 60.13 |  |  | 75.72 | 306.10 |  | 38251 |  |  |  | 38251 | - 60.13 75.72 306.10 38251 | #VALUE! | 60.13 | 75.72 | 306.1 | - | 60.13 | 75.72 | 306.1
38252 | 38252 | 2.8 - 3.7 kW............................................................................................................................................................................. | [17 empty] | - |  |  |  | 76.35 |  |  | 112.38 | 370.04 |  | 38252 |  |  |  | 38252 | - 76.35 112.38 370.04 38252 | #VALUE! | 76.35 | 112.38 | 370.04 | - | 76.35 | 112.38 | 370.04
38253 | 38253 | 3.7 - 4.6 kW............................................................................................................................................................................. | [17 empty] | - |  |  |  | 101.82 |  |  | 140.38 | 405.45 |  | 38253 |  |  |  | 38253 | - 101.82 140.38 405.45 38253 | #VALUE! | 101.82 | 140.38 | 405.45 | - | 101.82 | 140.38 | 405.45
38254 | 38254 | 4.6 - 5.5 kW............................................................................................................................................................................. | [17 empty] | - |  |  |  | 110.92 |  |  | 166.43 | 538.35 |  | 38254 |  |  |  | 38254 | - 110.92 166.43 538.35 38254 | #VALUE! | 110.92 | 166.43 | 538.35 | - | 110.92 | 166.43 | 538.35
38255 | 38255 | 5.5 - 6.3 kW............................................................................................................................................................................. | [17 empty] | - |  |  |  | 156.90 |  |  | 220.93 | 590.74 |  | 38255 |  |  |  | 38255 | - 156.90 220.93 590.74 38255 | #VALUE! | 156.9 | 220.93 | 590.74 | - | 156.9 | 220.93 | 590.74
38/22
38 | 38 | HEATING, VENTILATION AND AIR-CONDITIONING - EQUIPMENT | [17 empty] | 38
| Item | Item
UNITARY AIR CONDITIONERS (CONT'D)
| Take | [24 empty] | Take
| Supply | [22 empty] | down |  | down |  | Fix
| Room cooler, (refrigerant zero ODP), c/w aluminium supporting frame, drain pan | [17 empty] | and |  |  |  |  | and |  | and set |  | only
| (size of drain pan to match with room cooler) | [11 empty] | fix | [10 empty] | clear |  | aside for
| away | [24 empty] | re-use
Cooling capacity : -
| A | [22 empty] | B |  | C |  | D
| Each |  |  | $ | [19 empty] | $ |  | $ |  | $
38256 | 38256 | Up to 2.8 kW........................................................................................................................................................................... | [17 empty] | 5,424.41 |  |  |  | 61.42 |  |  | 77.35 | 312.71 |  | 38256 |  |  |  | 38256 | 5,424.41 61.42 77.35 312.71 38256 | 5424.41 | 61.42 | 77.35 | 312.71 | 5424.41 | 61.42 | 77.35 | 312.71
38257 | 38257 | 2.8 - 3.7 kW............................................................................................................................................................................. | [17 empty] | 6,508.79 |  |  |  | 78.00 |  |  | 114.79 | 378.01 |  | 38257 |  |  |  | 38257 | 6,508.79 78.00 114.79 378.01 38257 | 6508.79 | 78 | 114.79 | 378.01 | 6508.79 | 78 | 114.79 | 378.01
38258 | 38258 | 3.7 - 4.6 kW............................................................................................................................................................................. | [17 empty] | 7,419.57 |  |  |  | 104.02 |  |  | 143.42 | 414.19 |  | 38258 |  |  |  | 38258 | 7,419.57 104.02 143.42 414.19 38258 | 7419.57 | 104.02 | 143.42 | 414.19 | 7419.57 | 104.02 | 143.42 | 414.19
38259 | 38259 | 4.6 - 5.5 kW............................................................................................................................................................................. | [17 empty] | 8,595.44 |  |  |  | 113.32 |  |  | 169.66 | 549.90 |  | 38259 |  |  |  | 38259 | 8,595.44 113.32 169.66 549.90 38259 | 8595.44 | 113.32 | 169.66 | 549.9 | 8595.44 | 113.32 | 169.66 | 549.9
38260 | 38260 | 5.5 - 6.3 kW............................................................................................................................................................................. | [17 empty] | 10,465.31 |  |  |  | 159.89 |  |  | 225.71 | 603.41 |  | 38260 |  |  |  | 38260 | 10,465.31 159.89 225.71 603.41 38260 | 10465.31 | 159.89 | 225.71 | 603.41 | 10465.31 | 159.89 | 225.71 | 603.41
38261 | 38261 | 6.3 - 7.2 kW............................................................................................................................................................................. | [17 empty] | 11,344.32 |  |  |  | 176.16 |  |  | 266.78 | 729.17 |  | 38261 |  |  |  | 38261 | 11,344.32 176.16 266.78 729.17 38261 | 11344.32 | 176.16 | 266.78 | 729.17 | 11344.32 | 176.16 | 266.78 | 729.17
Internal mounted direct expansion fan coil unit for all fresh air intake with copper tube and
aluminium fins, connection to VRV outdoor unit, c/w all necessary accessories. Opening
outside condition are 33°C DB / 28°C WB for summer and 0°C DB / -2.9°C WB for winter
Cooling and heating capacity : -
Each
38262 | 38262 | Up to 9 kW.............................................................................................................................................................................. | [17 empty] | 26,522.65 |  |  |  | 925.86 |  |  | 1,163.75 | 1,659.71 |  | 38262 |  |  |  | 38262 | 26,522.65 925.86 1,163.75 1,659.71 38262 | 26522.65 | 925.86 | 1163.75 | 1659.71 | 26522.65 | 925.86 | 1163.75 | 1659.71
38263 | 38263 | 9 kW - 16 kW.......................................................................................................................................................................... | [17 empty] | 34,931.79 |  |  |  | 925.86 |  |  | 1,163.75 | 1,659.71 |  | 38263 |  |  |  | 38263 | 34,931.79 925.86 1,163.75 1,659.71 38263 | 34931.79 | 925.86 | 1163.75 | 1659.71 | 34931.79 | 925.86 | 1163.75 | 1659.71
38264 | 38264 | 16 kW - 22 kW........................................................................................................................................................................ | [17 empty] | 47,650.42 |  |  |  | 1,282.62 |  |  | 1,734.27 | 2,472.30 |  | 38264 |  |  |  | 38264 | 47,650.42 1,282.62 1,734.27 2,472.30 38264 | 47650.42 | 1282.62 | 1734.27 | 2472.3 | 47650.42 | 1282.62 | 1734.27 | 2472.3
38265 | 38265 | 22 kW - 28 kW........................................................................................................................................................................ | [17 empty] | 54,684.16 |  |  |  | 1,282.62 |  |  | 1,734.27 | 2,472.30 |  | 38265 |  |  |  | 38265 | 54,684.16 1,282.62 1,734.27 2,472.30 38265 | 54684.16 | 1282.62 | 1734.27 | 2472.3 | 54684.16 | 1282.62 | 1734.27 | 2472.3
38/23
38 | 38 | HEATING, VENTILATION AND AIR-CONDITIONING - EQUIPMENT | [17 empty] | 38
| Item | Item
UNITARY AIR CONDITIONERS (CONT'D)
| Take | [24 empty] | Take
| Cold room air conditioning unit (direct expansion type), indoor and outdoor unit | [16 empty] | Supply | [5 empty] | down |  | down |  | Fix
| c/w refrigerant (zero ODP), pipework not exceeding manufacturer's maximum | [16 empty] | and | [5 empty] | and |  | and set |  | only
| permitted length, local control panel c/w 1 set point. | [12 empty] | fix | [9 empty] | clear |  | aside for
| away | [24 empty] | re-use
Cold room of not less than 2.5 m height at 35°C ambient and indoor condition of 0°C - 4°C : -
| A | [22 empty] | B |  | C |  | D
| Each |  |  | $ | [19 empty] | $ |  | $ |  | $
38266 | 38266 | Cold room size up to 10 m²..................................................................................................................................................... | [17 empty] | 30,743.19 |  |  |  | 1,146.17 |  |  | 1,503.55 | 5,042.73 |  | 38266 |  |  |  | 38266 | 30,743.19 1,146.17 1,503.55 5,042.73 38266 | 30743.19 | 1146.17 | 1503.55 | 5042.73 | 30743.19 | 1146.17 | 1503.55 | 5042.73
(The actual rate should be : $307,431.90 for Item 38266A)
38267 | 38267 | Cold room size 10 - 20 m²....................................................................................................................................................... | [17 empty] | 32,686.09 |  |  |  | 1,311.18 |  |  | 1,663.54 | 5,481.92 |  | 38267 |  |  |  | 38267 | 32,686.09 1,311.18 1,663.54 5,481.92 38267 | 32686.09 | 1311.18 | 1663.54 | 5481.92 | 32686.09 | 1311.18 | 1663.54 | 5481.92
(The actual rate should be : $326,860.90 for Item 38267A)
38268 | 38268 | Cold room size 20 - 30 m²....................................................................................................................................................... | [17 empty] | 37,861.88 |  |  |  | 1,524.30 |  |  | 1,873.39 | 5,956.25 |  | 38268 |  |  |  | 38268 | 37,861.88 1,524.30 1,873.39 5,956.25 38268 | 37861.88 | 1524.3 | 1873.39 | 5956.25 | 37861.88 | 1524.3 | 1873.39 | 5956.25
(The actual rate should be : $378,618.80 for Item 38268A)
38269 | 38269 | Cold room size 30 - 40 m²....................................................................................................................................................... | [17 empty] | 42,684.77 |  |  |  | 1,654.36 |  |  | 2,061.96 | 6,459.77 |  | 38269 |  |  |  | 38269 | 42,684.77 1,654.36 2,061.96 6,459.77 38269 | 42684.77 | 1654.36 | 2061.96 | 6459.77 | 42684.77 | 1654.36 | 2061.96 | 6459.77
(The actual rate should be : $426,847.70 for Item 38269A)
38270 | 38270 | Cold room size 40 - 50 m²....................................................................................................................................................... | [17 empty] | 47,698.15 |  |  |  | 1,851.33 |  |  | 2,213.13 | 6,910.82 |  | 38270 |  |  |  | 38270 | 47,698.15 1,851.33 2,213.13 6,910.82 38270 | 47698.15 | 1851.33 | 2213.13 | 6910.82 | 47698.15 | 1851.33 | 2213.13 | 6910.82
(The actual rate should be : $476,981.50 for Item 38270A)
38271 | 38271 | Cold room size 50 - 60 m²....................................................................................................................................................... | [17 empty] | 59,584.02 |  |  |  | 1,968.81 |  |  | 2,449.33 | 7,351.07 |  | 38271 |  |  |  | 38271 | 59,584.02 1,968.81 2,449.33 7,351.07 38271 | 59584.02 | 1968.81 | 2449.33 | 7351.07 | 59584.02 | 1968.81 | 2449.33 | 7351.07
(The actual rate should be : $595,840.20 for Item 38271A)
Air cooled rooftop unit c/w direct-driven, hermetic, scroll type compressor,
centrifugal supply air fans, outdoor fans, motors, copper tube aluminium FC fins coil
selection, 25mm throwaway filters, temperature sensors, remote human interface,
refrigerant (zero ODP) fully charged, emergency stop button, local control panel.
Supply and fix with standard delivery and lifting method, such as using goods lifts
of the building. (Remark: extra cost for delivery in case good lifts are not available
shall be quoted separately)
Nominal air flow rate and (cooling capacity) : -
Each
38272 | 38272 | 2.3 m³/ s (44 kW) to 2.9 m³/ s (50 kW)................................................................................................................................... | [17 empty] | 11,036.37 |  |  |  | 964.33 |  |  | 2,121.54 | 3,875.58 |  | 38272 |  |  |  | 38272 | 11,036.37 964.33 2,121.54 3,875.58 38272 | 11036.37 | 964.33 | 2121.54 | 3875.58 | 11036.37 | 964.33 | 2121.54 | 3875.58
(The actual rate should be : $110,363.70 for Item 38272A)
38273 | 38273 | 2.9 m³/ s (50 kW) to 3.8 m³/ s (69 kW)................................................................................................................................... | [17 empty] | 12,878.34 |  |  |  | 1,202.17 |  |  | 2,300.11 | 4,107.99 |  | 38273 |  |  |  | 38273 | 12,878.34 1,202.17 2,300.11 4,107.99 38273 | 12878.34 | 1202.17 | 2300.11 | 4107.99 | 12878.34 | 1202.17 | 2300.11 | 4107.99
(The actual rate should be : $128,783.40 for Item 38273A)
38274 | 38274 | 3.8 m³/ s (69 kW) to 4.3 m³/ s (88 kW)................................................................................................................................... | [17 empty] | 16,873.27 |  |  |  | 1,442.06 |  |  | 2,488.07 | 4,351.30 |  | 38274 |  |  |  | 38274 | 16,873.27 1,442.06 2,488.07 4,351.30 38274 | 16873.27 | 1442.06 | 2488.07 | 4351.3 | 16873.27 | 1442.06 | 2488.07 | 4351.3
(The actual rate should be : $168,732.70 for Item 38274A)
38275 | 38275 | 4.3 m³/ s (88 kW) to 5.7 m³/ s (126 kW)................................................................................................................................ | [17 empty] | 20,905.50 |  |  |  | 1,675.02 |  |  | 2,680.17 | 4,584.98 |  | 38275 |  |  |  | 38275 | 20,905.50 1,675.02 2,680.17 4,584.98 38275 | 20905.5 | 1675.02 | 2680.17 | 4584.98 | 20905.5 | 1675.02 | 2680.17 | 4584.98
(The actual rate should be : $209,055.00 for Item 38275A)
38276 | 38276 | 5.7 m³/ s (126 kW) to 6.8 m³/ s (149 kW).............................................................................................................................. | [17 empty] | 26,353.99 |  |  |  | 1,913.77 |  |  | 2,870.60 | 5,771.14 |  | 38276 |  |  |  | 38276 | 26,353.99 1,913.77 2,870.60 5,771.14 38276 | 26353.99 | 1913.77 | 2870.6 | 5771.14 | 26353.99 | 1913.77 | 2870.6 | 5771.14
(The actual rate should be : $263,539.90 for Item 38276A)
38277 | 38277 | 6.8 m³/ s (149 kW) to 7.3 m³/ s (160 kW).............................................................................................................................. | [17 empty] | 28,830.57 |  |  |  | 2,022.30 |  |  | 2,957.16 | 6,310.30 |  | 38277 |  |  |  | 38277 | 28,830.57 2,022.30 2,957.16 6,310.30 38277 | 28830.57 | 2022.3 | 2957.16 | 6310.3 | 28830.57 | 2022.3 | 2957.16 | 6310.3
(The actual rate should be : $288,305.70 for Item 38277A)
38/24
38 | 38 | HEATING, VENTILATION AND AIR-CONDITIONING - EQUIPMENT | [17 empty] | 38
| Item | Item
AIR HANDLING & TREATMENT EQUIPMENT
| Air handling units (chilled/ hot water) of copper tube aluminium fin cooling / heating | [17 empty] | Take | [6 empty] | Take
| coil, c/w double skin insulated galvanized iron casing, motor, blower, water pipe | [16 empty] | Supply | [5 empty] | down |  | down |  | Fix
| work, filter chamber, pre-filters and high efficiency filters, starters, thermostat/ | [16 empty] | and | [5 empty] | and |  | and set |  | only
| humidistat, emergency stop button, probe type smoke detector, filter clog | [16 empty] | fix | [5 empty] | clear |  | aside for
| indicator, stainless steel drain pan, associated power and control wiring. | [16 empty] | away | [7 empty] | re-use
Nominal air supply rate : -
| A | [22 empty] | B |  | C |  | D
| Each |  |  | $ | [19 empty] | $ |  | $ |  | $
38278 | 38278 | Up to 1 m³/ s............................................................................................................................................................................ | [17 empty] | 38,706.72 |  |  |  | 228.79 |  |  | 339.24 | 1,038.75 |  | 38278 |  |  |  | 38278 | 38,706.72 228.79 339.24 1,038.75 38278 | 38706.72 | 228.79 | 339.24 | 1038.75 | 38706.72 | 228.79 | 339.24 | 1038.75
38279 | 38279 | 1 - 2 m³/ s................................................................................................................................................................................. | [17 empty] | 51,176.11 |  |  |  | 277.10 |  |  | 372.06 | 1,120.94 |  | 38279 |  |  |  | 38279 | 51,176.11 277.10 372.06 1,120.94 38279 | 51176.11 | 277.1 | 372.06 | 1120.94 | 51176.11 | 277.1 | 372.06 | 1120.94
38280 | 38280 | 2 - 3 m³/ s................................................................................................................................................................................. | [17 empty] | 66,235.81 |  |  |  | 287.19 |  |  | 428.97 | 1,245.18 |  | 38280 |  |  |  | 38280 | 66,235.81 287.19 428.97 1,245.18 38280 | 66235.81 | 287.19 | 428.97 | 1245.18 | 66235.81 | 287.19 | 428.97 | 1245.18
38281 | 38281 | 3 - 4 m³/ s................................................................................................................................................................................. | [17 empty] | 85,219.49 |  |  |  | 374.86 |  |  | 474.60 | 1,341.67 |  | 38281 |  |  |  | 38281 | 85,219.49 374.86 474.60 1,341.67 38281 | 85219.49 | 374.86 | 474.6 | 1341.67 | 85219.49 | 374.86 | 474.6 | 1341.67
38282 | 38282 | 4 - 5 m³/ s................................................................................................................................................................................. | [17 empty] | 98,197.31 |  |  |  | 415.71 |  |  | 516.32 | 1,422.81 |  | 38282 |  |  |  | 38282 | 98,197.31 415.71 516.32 1,422.81 38282 | 98197.31 | 415.71 | 516.32 | 1422.81 | 98197.31 | 415.71 | 516.32 | 1422.81
38283 | 38283 | 5 - 6 m³/ s................................................................................................................................................................................. | [17 empty] | 11,189.54 |  |  |  | 465.31 |  |  | 561.31 | 1,507.99 |  | 38283 |  |  |  | 38283 | 11,189.54 465.31 561.31 1,507.99 38283 | 11189.54 | 465.31 | 561.31 | 1507.99 | 11189.54 | 465.31 | 561.31 | 1507.99
(The actual rate should be : $111,895.40 for Item 38283A)
Air handling units (chilled/ hot water) of copper tube aluminium fin cooling / heating
coil, c/w double skin insulated galvanized iron casing, dual motors, blower, water pipe work,
filter chamber, pre-filters and high efficiency filters, starters, thermostat/ humidistat,
emergency stop button, probe type smoke detector, filter clog indicator, stainless steel
drain pan, associated power and control wiring.
Nominal air supply rate : -
Each
38284 | 38284 | Up to 1 m³/ s............................................................................................................................................................................ | [17 empty] | 48,956.38 |  |  |  | 228.79 |  |  | 339.24 | 1,038.75 |  | 38284 |  |  |  | 38284 | 48,956.38 228.79 339.24 1,038.75 38284 | 48956.38 | 228.79 | 339.24 | 1038.75 | 48956.38 | 228.79 | 339.24 | 1038.75
38285 | 38285 | 1 - 2 m³/ s................................................................................................................................................................................. | [17 empty] | 61,344.71 |  |  |  | 277.10 |  |  | 372.06 | 1,120.94 |  | 38285 |  |  |  | 38285 | 61,344.71 277.10 372.06 1,120.94 38285 | 61344.71 | 277.1 | 372.06 | 1120.94 | 61344.71 | 277.1 | 372.06 | 1120.94
38286 | 38286 | 2 - 3 m³/ s................................................................................................................................................................................. | [17 empty] | 76,602.76 |  |  |  | 287.19 |  |  | 428.97 | 1,245.18 |  | 38286 |  |  |  | 38286 | 76,602.76 287.19 428.97 1,245.18 38286 | 76602.76 | 287.19 | 428.97 | 1245.18 | 76602.76 | 287.19 | 428.97 | 1245.18
38287 | 38287 | 3 - 4 m³/ s................................................................................................................................................................................. | [17 empty] | 96,655.83 |  |  |  | 374.86 |  |  | 474.60 | 1,341.67 |  | 38287 |  |  |  | 38287 | 96,655.83 374.86 474.60 1,341.67 38287 | 96655.83 | 374.86 | 474.6 | 1341.67 | 96655.83 | 374.86 | 474.6 | 1341.67
38288 | 38288 | 4 - 5 m³/ s................................................................................................................................................................................. | [17 empty] | 10,914.53 |  |  |  | 415.71 |  |  | 516.32 | 1,422.81 |  | 38288 |  |  |  | 38288 | 10,914.53 415.71 516.32 1,422.81 38288 | 10914.53 | 415.71 | 516.32 | 1422.81 | 10914.53 | 415.71 | 516.32 | 1422.81
(The actual rate should be : $109,145.30 for Item 38288A)
38289 | 38289 | 5 - 6 m³/ s................................................................................................................................................................................. | [17 empty] | 12,170.06 |  |  |  | 465.31 |  |  | 561.31 | 1,507.99 |  | 38289 |  |  |  | 38289 | 12,170.06 465.31 561.31 1,507.99 38289 | 12170.06 | 465.31 | 561.31 | 1507.99 | 12170.06 | 465.31 | 561.31 | 1507.99
(The actual rate should be : $121,700.60 for Item 38289A)
38/25
38 | 38 | HEATING, VENTILATION AND AIR-CONDITIONING - EQUIPMENT | [17 empty] | 38
| Item | Item
AIR HANDLING & TREATMENT EQUIPMENT (CONT'D)
AHU system (multi zone control) of copper tube aluminium fin cooling / heating coil for
energy saving (energy saving in design and during operation) and space saving (4
| different temperatures of air can be supplied in one machine), c/w PU double skin cold | [17 empty] | Take | [6 empty] | Take
| insulated aluminium frame casing, 2-speed motor, centrifugal fans, pre-filter, medium | [17 empty] | Supply |  |  |  |  | down |  | down |  | Fix
| filter, 1-4 zones supply air motorized damper, fresh air motorized damper, return air | [17 empty] | and |  |  |  |  | and |  | and set |  | only
| motorized damper, motorized water valve, fresh air temp. sensor, humidity sensor, room | [17 empty] | fix |  |  |  |  | clear |  | aside for
| air temp. sensor, supply air temp. sensor, pressure switch, CCMS controller, associated | [17 empty] | away | [6 empty] | re-use
power and control wiring
Nominal air supply rate : -
| A | [22 empty] | B |  | C |  | D
| Each |  |  | $ | [19 empty] | $ |  | $ |  | $
38290 | 38290 | Up to 2 m³/ s............................................................................................................................................................................ | [17 empty] | 11,136.45 |  |  |  | 380.87 |  |  | 526.16 | 1,829.78 |  | 38290 |  |  |  | 38290 | 11,136.45 380.87 526.16 1,829.78 38290 | 11136.45 | 380.87 | 526.16 | 1829.78 | 11136.45 | 380.87 | 526.16 | 1829.78
(The actual rate should be : $111,364.50 for Item 38290A)
38291 | 38291 | 2 - 4 m³/ s................................................................................................................................................................................. | [17 empty] | 11,688.34 |  |  |  | 459.81 |  |  | 637.92 | 1,898.56 |  | 38291 |  |  |  | 38291 | 11,688.34 459.81 637.92 1,898.56 38291 | 11688.34 | 459.81 | 637.92 | 1898.56 | 11688.34 | 459.81 | 637.92 | 1898.56
(The actual rate should be : $116,883.40 for Item 38291A)
38292 | 38292 | 4 - 6 m³/ s................................................................................................................................................................................. | [17 empty] | 13,677.55 |  |  |  | 589.51 |  |  | 730.73 | 2,077.12 |  | 38292 |  |  |  | 38292 | 13,677.55 589.51 730.73 2,077.12 38292 | 13677.55 | 589.51 | 730.73 | 2077.12 | 13677.55 | 589.51 | 730.73 | 2077.12
(The actual rate should be : $136,775.50 for Item 38292A)
38293 | 38293 | 6 - 8 m³/ s................................................................................................................................................................................. | [17 empty] | 16,707.06 |  |  |  | 622.89 |  |  | 774.48 | 2,214.77 |  | 38293 |  |  |  | 38293 | 16,707.06 622.89 774.48 2,214.77 38293 | 16707.06 | 622.89 | 774.48 | 2214.77 | 16707.06 | 622.89 | 774.48 | 2214.77
(The actual rate should be : $167,070.60 for Item 38293A)
38294 | 38294 | 8 - 10 m³/ s............................................................................................................................................................................... | [17 empty] | 19,402.41 |  |  |  | 674.21 |  |  | 813.05 | 2,333.34 |  | 38294 |  |  |  | 38294 | 19,402.41 674.21 813.05 2,333.34 38294 | 19402.41 | 674.21 | 813.05 | 2333.34 | 19402.41 | 674.21 | 813.05 | 2333.34
(The actual rate should be : $194,024.10 for Item 38294A)
38295 | 38295 | 10 - 14 m³/ s............................................................................................................................................................................. | [17 empty] | 22,919.32 |  |  |  | 700.68 |  |  | 857.65 | 2,495.36 |  | 38295 |  |  |  | 38295 | 22,919.32 700.68 857.65 2,495.36 38295 | 22919.32 | 700.68 | 857.65 | 2495.36 | 22919.32 | 700.68 | 857.65 | 2495.36
(The actual rate should be : $229,193.20 for Item 38295A)
Dehumidifier heat pipes of 2 rows copper tube aluminium fin coils, c/w zero ODP
refrigerant, galvanised steel frame, G.I. steel casing, coating and condensate pans : -
Each
38296 | 38296 | 2.8 - 9.3 m².............................................................................................................................................................................. | [17 empty] | 28,314.68 |  |  |  | 167.61 |  |  | 248.95 | 779.91 |  | 38296 |  |  |  | 38296 | 28,314.68 167.61 248.95 779.91 38296 | 28314.68 | 167.61 | 248.95 | 779.91 | 28314.68 | 167.61 | 248.95 | 779.91
38297 | 38297 | 9.3 - 16.3 m²............................................................................................................................................................................ | [17 empty] | 32,597.24 |  |  |  | 203.56 |  |  | 271.32 | 849.37 |  | 38297 |  |  |  | 38297 | 32,597.24 203.56 271.32 849.37 38297 | 32597.24 | 203.56 | 271.32 | 849.37 | 32597.24 | 203.56 | 271.32 | 849.37
38298 | 38298 | 16.3 - 21 m²............................................................................................................................................................................. | [17 empty] | 36,426.70 |  |  |  | 210.01 |  |  | 311.08 | 942.01 |  | 38298 |  |  |  | 38298 | 36,426.70 210.01 311.08 942.01 38298 | 36426.7 | 210.01 | 311.08 | 942.01 | 36426.7 | 210.01 | 311.08 | 942.01
38299 | 38299 | 21 - 25.6 m²............................................................................................................................................................................. | [17 empty] | 41,697.05 |  |  |  | 275.76 |  |  | 345.27 | 1,016.39 |  | 38299 |  |  |  | 38299 | 41,697.05 275.76 345.27 1,016.39 38299 | 41697.05 | 275.76 | 345.27 | 1016.39 | 41697.05 | 275.76 | 345.27 | 1016.39
38300 | 38300 | 25.6 - 28 m²............................................................................................................................................................................. | [17 empty] | 43,226.95 |  |  |  | 305.84 |  |  | 376.88 | 1,080.36 |  | 38300 |  |  |  | 38300 | 43,226.95 305.84 376.88 1,080.36 38300 | 43226.95 | 305.84 | 376.88 | 1080.36 | 43226.95 | 305.84 | 376.88 | 1080.36
Dehumidifier, wall/ ceiling mounted with drainage connection of daily moisture removal capacity : -
Each
38301 | 38301 | Up to 15 litres.......................................................................................................................................................................... | [17 empty] | 9,444.14 |  |  |  | 335.77 |  |  | 360.03 | 907.55 |  | 38301 |  |  |  | 38301 | 9,444.14 335.77 360.03 907.55 38301 | 9444.14 | 335.77 | 360.03 | 907.55 | 9444.14 | 335.77 | 360.03 | 907.55
38302 | 38302 | 15 - 30 litres............................................................................................................................................................................ | [17 empty] | 39,677.68 |  |  |  | 371.96 |  |  | 402.71 | 1,128.26 |  | 38302 |  |  |  | 38302 | 39,677.68 371.96 402.71 1,128.26 38302 | 39677.68 | 371.96 | 402.71 | 1128.26 | 39677.68 | 371.96 | 402.71 | 1128.26
38303 | 38303 | 30 - 60 litres............................................................................................................................................................................ | [17 empty] | 53,478.57 |  |  |  | 405.11 |  |  | 442.47 | 1,265.04 |  | 38303 |  |  |  | 38303 | 53,478.57 405.11 442.47 1,265.04 38303 | 53478.57 | 405.11 | 442.47 | 1265.04 | 53478.57 | 405.11 | 442.47 | 1265.04
38/26
38 | 38 | HEATING, VENTILATION AND AIR-CONDITIONING - EQUIPMENT | [17 empty] | 38
| Item | Item
| AIR HANDLING & TREATMENT EQUIPMENT (CONT'D) | [16 empty] | Take | [7 empty] | Take
| Supply | [22 empty] | down |  | down |  | Fix
| and | [22 empty] | and |  | and set |  | only
| Dehumidifier, ceiling cassette type with drainage connection of daily | [16 empty] | fix | [5 empty] | clear |  | aside for
| moisture removal capacity : - | [9 empty] | away | [14 empty] | re-use
| A | [22 empty] | B |  | C |  | D
| Each |  |  | $ | [19 empty] | $ |  | $ |  | $
38304 | 38304 | Up to 15 litres.......................................................................................................................................................................... | [17 empty] | 1,559.86 |  |  |  | 335.77 |  |  | 360.03 | 907.55 |  | 38304 |  |  |  | 38304 | 1,559.86 335.77 360.03 907.55 38304 | 1559.86 | 335.77 | 360.03 | 907.55 | 1559.86 | 335.77 | 360.03 | 907.55
38305 | 38305 | 15 - 30 litres............................................................................................................................................................................ | [17 empty] | 6,553.43 |  |  |  | 371.96 |  |  | 402.71 | 1,128.26 |  | 38305 |  |  |  | 38305 | 6,553.43 371.96 402.71 1,128.26 38305 | 6553.43 | 371.96 | 402.71 | 1128.26 | 6553.43 | 371.96 | 402.71 | 1128.26
38306 | 38306 | 30 - 60 litres............................................................................................................................................................................ | [17 empty] | 8,832.88 |  |  |  | 405.11 |  |  | 442.47 | 1,265.04 |  | 38306 |  |  |  | 38306 | 8,832.88 405.11 442.47 1,265.04 38306 | 8832.88 | 405.11 | 442.47 | 1265.04 | 8832.88 | 405.11 | 442.47 | 1265.04
Computer room air conditioning unit (chilled water type), unit shall consist of copper
pipes and aluminium fins, with electrode boiler humidifier, electric reheat,
microprocessor control with local alarm and BMS interface provisions, high efficient
filter, local control panel. Operating cooling capacity rated at 7ºC/ 12.5ºC chilled
water in/ out temperature and 22ºC, 50% RH.
Cooling capacity : -
Each
38307 | 38307 | Up to 15 kW............................................................................................................................................................................ | [17 empty] | 58,562.52 |  |  |  | 966.94 |  |  | 1,213.07 | 4,155.71 |  | 38307 |  |  |  | 38307 | 58,562.52 966.94 1,213.07 4,155.71 38307 | 58562.52 | 966.94 | 1213.07 | 4155.71 | 58562.52 | 966.94 | 1213.07 | 4155.71
38308 | 38308 | 15 - 33 kW............................................................................................................................................................................... | [17 empty] | 78,517.04 |  |  |  | 1,160.37 |  |  | 1,610.41 | 4,749.35 |  | 38308 |  |  |  | 38308 | 78,517.04 1,160.37 1,610.41 4,749.35 38308 | 78517.04 | 1160.37 | 1610.41 | 4749.35 | 78517.04 | 1160.37 | 1610.41 | 4749.35
38309 | 38309 | 33 - 64 kW............................................................................................................................................................................... | [17 empty] | 10,381.50 |  |  |  | 1,351.04 |  |  | 2,018.30 | 5,334.92 |  | 38309 |  |  |  | 38309 | 10,381.50 1,351.04 2,018.30 5,334.92 38309 | 10381.5 | 1351.04 | 2018.3 | 5334.92 | 10381.5 | 1351.04 | 2018.3 | 5334.92
(The actual rate should be : $103,815.00 for Item 38309A)
38310 | 38310 | 64 - 100 kW............................................................................................................................................................................. | [17 empty] | 13,846.08 |  |  |  | 1,543.84 |  |  | 2,414.64 | 5,906.23 |  | 38310 |  |  |  | 38310 | 13,846.08 1,543.84 2,414.64 5,906.23 38310 | 13846.08 | 1543.84 | 2414.64 | 5906.23 | 13846.08 | 1543.84 | 2414.64 | 5906.23
(The actual rate should be : $138,460.80 for Item 38310A)
38/27
38 | 38 | HEATING, VENTILATION AND AIR-CONDITIONING - EQUIPMENT | [17 empty] | 38
| Item | Item
AIR HANDLING & TREATMENT EQUIPMENT (CONT'D)
| Take | [24 empty] | Take
| Air purifier unit, corona discharge type, c/w local control panel, removable electrode | [17 empty] | Supply |  |  |  |  | down |  | down |  | Fix
| tubes, painted heavy steel power generator, remote control with regulator, stainless | [17 empty] | and |  |  |  |  | and |  | and set |  | only
| steel casing, fuse, on/ off switch, safety door switches, auto-off-manual switch, hour | [17 empty] | fix |  |  |  |  | clear |  | aside for
| run meter, ampere meter, power electrode assembles. | [12 empty] | away | [11 empty] | re-use
Nominal air supply rate : -
| A | [22 empty] | B |  | C |  | D
| Each |  |  | $ | [19 empty] | $ |  | $ |  | $
38311 | 38311 | Up to 0.5 m³/ s......................................................................................................................................................................... | [17 empty] | 11,585.75 |  |  |  | 80.15 |  |  | 134.64 | 615.54 |  | 38311 |  |  |  | 38311 | 11,585.75 80.15 134.64 615.54 38311 | 11585.75 | 80.15 | 134.64 | 615.54 | 11585.75 | 80.15 | 134.64 | 615.54
38312 | 38312 | 0.5 - 1 m³/ s.............................................................................................................................................................................. | [17 empty] | 17,157.98 |  |  |  | 85.56 |  |  | 140.39 | 646.41 |  | 38312 |  |  |  | 38312 | 17,157.98 85.56 140.39 646.41 38312 | 17157.98 | 85.56 | 140.39 | 646.41 | 17157.98 | 85.56 | 140.39 | 646.41
38313 | 38313 | 1 - 2 m³/ s................................................................................................................................................................................. | [17 empty] | 25,630.71 |  |  |  | 90.72 |  |  | 145.68 | 700.81 |  | 38313 |  |  |  | 38313 | 25,630.71 90.72 145.68 700.81 38313 | 25630.71 | 90.72 | 145.68 | 700.81 | 25630.71 | 90.72 | 145.68 | 700.81
38314 | 38314 | 2 -3 m³/ s.................................................................................................................................................................................. | [17 empty] | 49,313.29 |  |  |  | 96.06 |  |  | 150.98 | 739.67 |  | 38314 |  |  |  | 38314 | 49,313.29 96.06 150.98 739.67 38314 | 49313.29 | 96.06 | 150.98 | 739.67 | 49313.29 | 96.06 | 150.98 | 739.67
38315 | 38315 | 3 -4 m³/ s.................................................................................................................................................................................. | [17 empty] | 66,093.56 |  |  |  | 98.95 |  |  | 153.93 | 792.97 |  | 38315 |  |  |  | 38315 | 66,093.56 98.95 153.93 792.97 38315 | 66093.56 | 98.95 | 153.93 | 792.97 | 66093.56 | 98.95 | 153.93 | 792.97
38316 | 38316 | 4 - 5 m³/ s................................................................................................................................................................................. | [17 empty] | 82,124.15 |  |  |  | 101.78 |  |  | 156.71 | 839.02 |  | 38316 |  |  |  | 38316 | 82,124.15 101.78 156.71 839.02 38316 | 82124.15 | 101.78 | 156.71 | 839.02 | 82124.15 | 101.78 | 156.71 | 839.02
38317 | 38317 | 5 - 6 m³/ s................................................................................................................................................................................. | [17 empty] | 97,837.21 |  |  |  | 107.11 |  |  | 162.15 | 914.51 |  | 38317 |  |  |  | 38317 | 97,837.21 107.11 162.15 914.51 38317 | 97837.21 | 107.11 | 162.15 | 914.51 | 97837.21 | 107.11 | 162.15 | 914.51
Ultra violet sterilizer; factory assembled and tested, capable of killing airborne
microbial contaminants with 90% of removal efficiency, UV lamps with control
circuit, power generator, lamp support and inspection, access door with safety switch,
manual control and CCMS control, local control panel, on/ off switch, overload
protective device, auto-off-manual switch, hour run meter, ampere meter.
Nominal air supply rate : -
Per set
38318 | 38318 | Up to 0.5 m³/ s......................................................................................................................................................................... | [17 empty] | 13,351.48 |  |  |  | 62.10 |  |  | 103.53 | 558.21 |  | 38318 |  |  |  | 38318 | 13,351.48 62.10 103.53 558.21 38318 | 13351.48 | 62.1 | 103.53 | 558.21 | 13351.48 | 62.1 | 103.53 | 558.21
38319 | 38319 | 0.5 - 1 m³/ s.............................................................................................................................................................................. | [17 empty] | 17,302.92 |  |  |  | 80.76 |  |  | 113.89 | 596.04 |  | 38319 |  |  |  | 38319 | 17,302.92 80.76 113.89 596.04 38319 | 17302.92 | 80.76 | 113.89 | 596.04 | 17302.92 | 80.76 | 113.89 | 596.04
38320 | 38320 | 1 - 2 m³/ s................................................................................................................................................................................. | [17 empty] | 22,787.69 |  |  |  | 90.11 |  |  | 146.04 | 675.03 |  | 38320 |  |  |  | 38320 | 22,787.69 90.11 146.04 675.03 38320 | 22787.69 | 90.11 | 146.04 | 675.03 | 22787.69 | 90.11 | 146.04 | 675.03
38321 | 38321 | 2 -3 m³/ s.................................................................................................................................................................................. | [17 empty] | 38,491.50 |  |  |  | 105.55 |  |  | 174.20 | 715.49 |  | 38321 |  |  |  | 38321 | 38,491.50 105.55 174.20 715.49 38321 | 38491.5 | 105.55 | 174.2 | 715.49 | 38491.5 | 105.55 | 174.2 | 715.49
38322 | 38322 | 3 -4 m³/ s.................................................................................................................................................................................. | [17 empty] | 44,922.41 |  |  |  | 119.80 |  |  | 200.67 | 764.87 |  | 38322 |  |  |  | 38322 | 44,922.41 119.80 200.67 764.87 38322 | 44922.41 | 119.8 | 200.67 | 764.87 | 44922.41 | 119.8 | 200.67 | 764.87
38323 | 38323 | 4 - 5 m³/ s................................................................................................................................................................................. | [17 empty] | 60,948.27 |  |  |  | 133.12 |  |  | 208.26 | 803.55 |  | 38323 |  |  |  | 38323 | 60,948.27 133.12 208.26 803.55 38323 | 60948.27 | 133.12 | 208.26 | 803.55 | 60948.27 | 133.12 | 208.26 | 803.55
38324 | 38324 | 5 - 6 m³/ s................................................................................................................................................................................. | [17 empty] | 67,432.98 |  |  |  | 149.78 |  |  | 245.14 | 829.75 |  | 38324 |  |  |  | 38324 | 67,432.98 149.78 245.14 829.75 38324 | 67432.98 | 149.78 | 245.14 | 829.75 | 67432.98 | 149.78 | 245.14 | 829.75
38/28
38 | 38 | HEATING, VENTILATION AND AIR-CONDITIONING - EQUIPMENT | [17 empty] | 38
| Item | Item
AIR HANDLING & TREATMENT EQUIPMENT (CONT'D)
| Take | [24 empty] | Take
| Air pressure stabilizer / air pressure control valves, imported proprietary | [16 empty] | Supply | [5 empty] | down |  | down |  | Fix
| manufacture, c/w high speed sealed-for-life ball bearings, adjustable centrally located | [17 empty] | and |  |  |  |  | and |  | and set |  | only
| balance weight mechanism. | [9 empty] | fix | [12 empty] | clear |  | aside for
| away | [24 empty] | re-use
Blade size 300 - 430 mm for number of : -
| A | [22 empty] | B |  | C |  | D
| Per set |  |  | $ | [19 empty] | $ |  | $ |  | $
38325 | 38325 | 1 blade..................................................................................................................................................................................... | [17 empty] | 6,671.73 |  |  |  | 109.41 |  |  | 113.17 | 421.28 |  | 38325 |  |  |  | 38325 | 6,671.73 109.41 113.17 421.28 38325 | 6671.73 | 109.41 | 113.17 | 421.28 | 6671.73 | 109.41 | 113.17 | 421.28
38326 | 38326 | 2 blades.................................................................................................................................................................................... | [17 empty] | 11,442.88 |  |  |  | 115.72 |  |  | 120.59 | 485.17 |  | 38326 |  |  |  | 38326 | 11,442.88 115.72 120.59 485.17 38326 | 11442.88 | 115.72 | 120.59 | 485.17 | 11442.88 | 115.72 | 120.59 | 485.17
38327 | 38327 | 3 blades.................................................................................................................................................................................... | [17 empty] | 16,996.58 |  |  |  | 117.93 |  |  | 128.32 | 550.55 |  | 38327 |  |  |  | 38327 | 16,996.58 117.93 128.32 550.55 38327 | 16996.58 | 117.93 | 128.32 | 550.55 | 16996.58 | 117.93 | 128.32 | 550.55
38328 | 38328 | 4 blades.................................................................................................................................................................................... | [17 empty] | 22,526.92 |  |  |  | 131.13 |  |  | 139.82 | 577.30 |  | 38328 |  |  |  | 38328 | 22,526.92 131.13 139.82 577.30 38328 | 22526.92 | 131.13 | 139.82 | 577.3 | 22526.92 | 131.13 | 139.82 | 577.3
38329 | 38329 | 5 blades.................................................................................................................................................................................... | [17 empty] | 29,073.42 |  |  |  | 138.56 |  |  | 152.88 | 614.70 |  | 38329 |  |  |  | 38329 | 29,073.42 138.56 152.88 614.70 38329 | 29073.42 | 138.56 | 152.88 | 614.7 | 29073.42 | 138.56 | 152.88 | 614.7
Blade size 430 - 610 mm for number of : -
Per set
38330 | 38330 | 1 blade..................................................................................................................................................................................... | [17 empty] | 13,099.99 |  |  |  | 106.45 |  |  | 113.38 | 417.11 |  | 38330 |  |  |  | 38330 | 13,099.99 106.45 113.38 417.11 38330 | 13099.99 | 106.45 | 113.38 | 417.11 | 13099.99 | 106.45 | 113.38 | 417.11
38331 | 38331 | 2 blades.................................................................................................................................................................................... | [17 empty] | 18,505.16 |  |  |  | 114.40 |  |  | 124.98 | 482.83 |  | 38331 |  |  |  | 38331 | 18,505.16 114.40 124.98 482.83 38331 | 18505.16 | 114.4 | 124.98 | 482.83 | 18505.16 | 114.4 | 124.98 | 482.83
38332 | 38332 | 3 blades.................................................................................................................................................................................... | [17 empty] | 24,566.45 |  |  |  | 117.20 |  |  | 128.22 | 582.57 |  | 38332 |  |  |  | 38332 | 24,566.45 117.20 128.22 582.57 38332 | 24566.45 | 117.2 | 128.22 | 582.57 | 24566.45 | 117.2 | 128.22 | 582.57
38333 | 38333 | 4 blades.................................................................................................................................................................................... | [17 empty] | 30,805.93 |  |  |  | 122.22 |  |  | 139.37 | 604.59 |  | 38333 |  |  |  | 38333 | 30,805.93 122.22 139.37 604.59 38333 | 30805.93 | 122.22 | 139.37 | 604.59 | 30805.93 | 122.22 | 139.37 | 604.59
38334 | 38334 | 5 blades.................................................................................................................................................................................... | [17 empty] | 37,239.18 |  |  |  | 127.23 |  |  | 152.80 | 647.77 |  | 38334 |  |  |  | 38334 | 37,239.18 127.23 152.80 647.77 38334 | 37239.18 | 127.23 | 152.8 | 647.77 | 37239.18 | 127.23 | 152.8 | 647.77
2-hour fire rated; blade size 300 - 430 mm for number of : -
Per set
38335 | 38335 | 1 blade..................................................................................................................................................................................... | [17 empty] | 10,558.33 |  |  |  | 109.41 |  |  | 113.17 | 421.28 |  | 38335 |  |  |  | 38335 | 10,558.33 109.41 113.17 421.28 38335 | 10558.33 | 109.41 | 113.17 | 421.28 | 10558.33 | 109.41 | 113.17 | 421.28
38336 | 38336 | 2 blades.................................................................................................................................................................................... | [17 empty] | 19,249.84 |  |  |  | 115.72 |  |  | 120.59 | 485.17 |  | 38336 |  |  |  | 38336 | 19,249.84 115.72 120.59 485.17 38336 | 19249.84 | 115.72 | 120.59 | 485.17 | 19249.84 | 115.72 | 120.59 | 485.17
38337 | 38337 | 3 blades.................................................................................................................................................................................... | [17 empty] | 28,173.47 |  |  |  | 117.93 |  |  | 128.32 | 550.55 |  | 38337 |  |  |  | 38337 | 28,173.47 117.93 128.32 550.55 38337 | 28173.47 | 117.93 | 128.32 | 550.55 | 28173.47 | 117.93 | 128.32 | 550.55
38338 | 38338 | 4 blades.................................................................................................................................................................................... | [17 empty] | 35,576.86 |  |  |  | 131.13 |  |  | 139.82 | 577.30 |  | 38338 |  |  |  | 38338 | 35,576.86 131.13 139.82 577.30 38338 | 35576.86 | 131.13 | 139.82 | 577.3 | 35576.86 | 131.13 | 139.82 | 577.3
38339 | 38339 | 5 blades.................................................................................................................................................................................... | [17 empty] | 46,622.53 |  |  |  | 138.56 |  |  | 152.88 | 614.70 |  | 38339 |  |  |  | 38339 | 46,622.53 138.56 152.88 614.70 38339 | 46622.53 | 138.56 | 152.88 | 614.7 | 46622.53 | 138.56 | 152.88 | 614.7
38/29
38 | 38 | HEATING, VENTILATION AND AIR-CONDITIONING - EQUIPMENT | [17 empty] | 38
| Item | Item
AIR HANDLING & TREATMENT EQUIPMENT (CONT'D)
| Take | [24 empty] | Take
| Air pressure stabilizer / air pressure control valves, imported proprietary | [16 empty] | Supply | [5 empty] | down |  | down |  | Fix
| manufacture, c/w high speed sealed-for-life ball bearings, adjustable centrally located | [17 empty] | and |  |  |  |  | and |  | and set |  | only
| balance weight mechanism. (Cont'd) | [9 empty] | fix | [12 empty] | clear |  | aside for
| away | [24 empty] | re-use
2-hour fire rated; blade size 430 - 610 mm for number of : -
| A | [22 empty] | B |  | C |  | D
| Per set |  |  | $ | [19 empty] | $ |  | $ |  | $
38340 | 38340 | 1 blade..................................................................................................................................................................................... | [17 empty] | 21,477.68 |  |  |  | 106.45 |  |  | 113.38 | 417.11 |  | 38340 |  |  |  | 38340 | 21,477.68 106.45 113.38 417.11 38340 | 21477.68 | 106.45 | 113.38 | 417.11 | 21477.68 | 106.45 | 113.38 | 417.11
38341 | 38341 | 2 blades.................................................................................................................................................................................... | [17 empty] | 29,067.88 |  |  |  | 114.40 |  |  | 124.98 | 482.83 |  | 38341 |  |  |  | 38341 | 29,067.88 114.40 124.98 482.83 38341 | 29067.88 | 114.4 | 124.98 | 482.83 | 29067.88 | 114.4 | 124.98 | 482.83
38342 | 38342 | 3 blades.................................................................................................................................................................................... | [17 empty] | 38,576.75 |  |  |  | 117.20 |  |  | 128.22 | 582.57 |  | 38342 |  |  |  | 38342 | 38,576.75 117.20 128.22 582.57 38342 | 38576.75 | 117.2 | 128.22 | 582.57 | 38576.75 | 117.2 | 128.22 | 582.57
38343 | 38343 | 4 blades.................................................................................................................................................................................... | [17 empty] | 47,814.54 |  |  |  | 122.22 |  |  | 139.37 | 604.59 |  | 38343 |  |  |  | 38343 | 47,814.54 122.22 139.37 604.59 38343 | 47814.54 | 122.22 | 139.37 | 604.59 | 47814.54 | 122.22 | 139.37 | 604.59
38344 | 38344 | 5 blades.................................................................................................................................................................................... | [17 empty] | 58,228.71 |  |  |  | 127.23 |  |  | 152.80 | 647.77 |  | 38344 |  |  |  | 38344 | 58,228.71 127.23 152.80 647.77 38344 | 58228.71 | 127.23 | 152.8 | 647.77 | 58228.71 | 127.23 | 152.8 | 647.77
Chilled water fan-coil units of 2 rows copper tube aluminium fin cooling coils, c/w
stepless DC fan motor, thermostat, controller, filters, chilled water pipes and condensate pans,
c/w digital temperature and speed control/ indicating heating (if required) (main chilled water
distribution pipes to be measured separately)
Ceiling mounted, concealed type c/w casing with nominal supply air rate at medium speed : -
Each
38345 | 38345 | Up to 0.095 m³/ s..................................................................................................................................................................... | [17 empty] | 5,650.00 |  |  |  | 124.30 |  |  | 214.70 | 847.50 |  | 38345 |  |  |  | 38345 | 5,650.00 124.30 214.70 847.50 38345 | 5650 | 124.3 | 214.7 | 847.5 | 5650 | 124.3 | 214.7 | 847.5
38346 | 38346 | 0.095 - 0.141 m³/ s.................................................................................................................................................................. | [17 empty] | 6,102.00 |  |  |  | 146.90 |  |  | 248.60 | 904.00 |  | 38346 |  |  |  | 38346 | 6,102.00 146.90 248.60 904.00 38346 | 6102 | 146.9 | 248.6 | 904 | 6102 | 146.9 | 248.6 | 904
38347 | 38347 | 0.141 - 0.192 m³/ s.................................................................................................................................................................. | [17 empty] | 6,780.00 |  |  |  | 180.80 |  |  | 271.20 | 960.50 |  | 38347 |  |  |  | 38347 | 6,780.00 180.80 271.20 960.50 38347 | 6780 | 180.8 | 271.2 | 960.5 | 6780 | 180.8 | 271.2 | 960.5
38348 | 38348 | 0.192 - 0.284 m³/ s.................................................................................................................................................................. | [17 empty] | 7,458.00 |  |  |  | 203.40 |  |  | 305.10 | 1,017.00 |  | 38348 |  |  |  | 38348 | 7,458.00 203.40 305.10 1,017.00 38348 | 7458 | 203.4 | 305.1 | 1017 | 7458 | 203.4 | 305.1 | 1017
38349 | 38349 | 0.284 - 0.384 m³/ s.................................................................................................................................................................. | [17 empty] | 8,136.00 |  |  |  | 254.25 |  |  | 339.00 | 1,073.50 |  | 38349 |  |  |  | 38349 | 8,136.00 254.25 339.00 1,073.50 38349 | 8136 | 254.25 | 339 | 1073.5 | 8136 | 254.25 | 339 | 1073.5
38350 | 38350 | 0.384 - 0.479 m³/ s.................................................................................................................................................................. | [17 empty] | 8,814.00 |  |  |  | 293.80 |  |  | 372.90 | 1,130.00 |  | 38350 |  |  |  | 38350 | 8,814.00 293.80 372.90 1,130.00 38350 | 8814 | 293.8 | 372.9 | 1130 | 8814 | 293.8 | 372.9 | 1130
38351 | 38351 | 0.479 - 0.565 m³/ s.................................................................................................................................................................. | [17 empty] | 9,492.00 |  |  |  | 327.70 |  |  | 395.50 | 1,186.50 |  | 38351 |  |  |  | 38351 | 9,492.00 327.70 395.50 1,186.50 38351 | 9492 | 327.7 | 395.5 | 1186.5 | 9492 | 327.7 | 395.5 | 1186.5
38352 | 38352 | 0.565 - 0.665 m³/ s.................................................................................................................................................................. | [17 empty] | 10,848.00 |  |  |  | 361.60 |  |  | 452.00 | 1,243.00 |  | 38352 |  |  |  | 38352 | 10,848.00 361.60 452.00 1,243.00 38352 | 10848 | 361.6 | 452 | 1243 | 10848 | 361.6 | 452 | 1243
38/30
38 | 38 | HEATING, VENTILATION AND AIR-CONDITIONING - EQUIPMENT | [17 empty] | 38
| Item | Item
AIR HANDLING & TREATMENT EQUIPMENT (CONT'D)
| Take | [24 empty] | Take
| Chilled water fan-coil units of 3 rows copper tube aluminium fin cooling coils, c/w | [17 empty] | Supply |  |  |  |  | down |  | down |  | Fix
| stepless DC fan motor, thermostat, controller, filters, chilled water pipes and condensate pans, | [17 empty] | and |  |  |  |  | and |  | and set |  | only
| c/w digital temperature and speed control/ indicating heating (if required) (main chilled water | [17 empty] | fix |  |  |  |  | clear |  | aside for
| distribution pipes to be measured separately) | [11 empty] | away | [12 empty] | re-use
Ceiling mounted, concealed type c/w casing with nominal supply air rate at medium speed : -
| A | [22 empty] | B |  | C |  | D
| Each |  |  | $ | [19 empty] | $ |  | $ |  | $
38353 | 38353 | Up to 0.095 m³/ s..................................................................................................................................................................... | [17 empty] | 5,876.00 |  |  |  | 135.60 |  |  | 226.00 | 904.00 |  | 38353 |  |  |  | 38353 | 5,876.00 135.60 226.00 904.00 38353 | 5876 | 135.6 | 226 | 904 | 5876 | 135.6 | 226 | 904
38354 | 38354 | 0.095 - 0.141 m³/ s.................................................................................................................................................................. | [17 empty] | 6,328.00 |  |  |  | 169.50 |  |  | 271.20 | 960.50 |  | 38354 |  |  |  | 38354 | 6,328.00 169.50 271.20 960.50 38354 | 6328 | 169.5 | 271.2 | 960.5 | 6328 | 169.5 | 271.2 | 960.5
38355 | 38355 | 0.141 - 0.192 m³/ s.................................................................................................................................................................. | [17 empty] | 7,119.00 |  |  |  | 203.40 |  |  | 293.80 | 1,017.00 |  | 38355 |  |  |  | 38355 | 7,119.00 203.40 293.80 1,017.00 38355 | 7119 | 203.4 | 293.8 | 1017 | 7119 | 203.4 | 293.8 | 1017
38356 | 38356 | 0.192 - 0.284 m³/ s.................................................................................................................................................................. | [17 empty] | 7,797.00 |  |  |  | 237.30 |  |  | 316.40 | 1,073.50 |  | 38356 |  |  |  | 38356 | 7,797.00 237.30 316.40 1,073.50 38356 | 7797 | 237.3 | 316.4 | 1073.5 | 7797 | 237.3 | 316.4 | 1073.5
38357 | 38357 | 0.284 - 0.384 m³/ s.................................................................................................................................................................. | [17 empty] | 8,475.00 |  |  |  | 271.20 |  |  | 372.90 | 1,130.00 |  | 38357 |  |  |  | 38357 | 8,475.00 271.20 372.90 1,130.00 38357 | 8475 | 271.2 | 372.9 | 1130 | 8475 | 271.2 | 372.9 | 1130
38358 | 38358 | 0.384 - 0.479 m³/ s.................................................................................................................................................................. | [17 empty] | 9,153.00 |  |  |  | 305.10 |  |  | 395.50 | 1,186.50 |  | 38358 |  |  |  | 38358 | 9,153.00 305.10 395.50 1,186.50 38358 | 9153 | 305.1 | 395.5 | 1186.5 | 9153 | 305.1 | 395.5 | 1186.5
38359 | 38359 | 0.479 - 0.565 m³/ s.................................................................................................................................................................. | [17 empty] | 9,718.00 |  |  |  | 339.00 |  |  | 429.40 | 1,243.00 |  | 38359 |  |  |  | 38359 | 9,718.00 339.00 429.40 1,243.00 38359 | 9718 | 339 | 429.4 | 1243 | 9718 | 339 | 429.4 | 1243
38360 | 38360 | 0.565 - 0.665 m³/ s.................................................................................................................................................................. | [17 empty] | 11,187.00 |  |  |  | 395.50 |  |  | 463.30 | 1,299.50 |  | 38360 |  |  |  | 38360 | 11,187.00 395.50 463.30 1,299.50 38360 | 11187 | 395.5 | 463.3 | 1299.5 | 11187 | 395.5 | 463.3 | 1299.5
Chilled water fan-coil units of 4 rows copper tube aluminium fin cooling coils, c/w
stepless DC fan motor, thermostat, controller, filters, chilled water pipes and condensate pans,
c/w digital temperature and speed control/ indicating heating (if required) (main chilled water
distribution pipes to be measured separately)
Ceiling mounted, concealed type c/w casing with nominal supply air rate at medium speed : -
Each
38361 | 38361 | Up to 0.095 m³/ s..................................................................................................................................................................... | [17 empty] | 5,989.00 |  |  |  | 169.50 |  |  | 248.60 | 960.50 |  | 38361 |  |  |  | 38361 | 5,989.00 169.50 248.60 960.50 38361 | 5989 | 169.5 | 248.6 | 960.5 | 5989 | 169.5 | 248.6 | 960.5
38362 | 38362 | 0.095 - 0.141 m³/ s.................................................................................................................................................................. | [17 empty] | 6,441.00 |  |  |  | 203.40 |  |  | 293.80 | 1,017.00 |  | 38362 |  |  |  | 38362 | 6,441.00 203.40 293.80 1,017.00 38362 | 6441 | 203.4 | 293.8 | 1017 | 6441 | 203.4 | 293.8 | 1017
38363 | 38363 | 0.141 - 0.192 m³/ s.................................................................................................................................................................. | [17 empty] | 7,345.00 |  |  |  | 237.30 |  |  | 316.40 | 1,073.50 |  | 38363 |  |  |  | 38363 | 7,345.00 237.30 316.40 1,073.50 38363 | 7345 | 237.3 | 316.4 | 1073.5 | 7345 | 237.3 | 316.4 | 1073.5
38364 | 38364 | 0.192 - 0.284 m³/ s.................................................................................................................................................................. | [17 empty] | 8,136.00 |  |  |  | 271.20 |  |  | 372.90 | 1,130.00 |  | 38364 |  |  |  | 38364 | 8,136.00 271.20 372.90 1,130.00 38364 | 8136 | 271.2 | 372.9 | 1130 | 8136 | 271.2 | 372.9 | 1130
38365 | 38365 | 0.284 - 0.384 m³/ s.................................................................................................................................................................. | [17 empty] | 8,814.00 |  |  |  | 305.10 |  |  | 395.50 | 1,186.50 |  | 38365 |  |  |  | 38365 | 8,814.00 305.10 395.50 1,186.50 38365 | 8814 | 305.1 | 395.5 | 1186.5 | 8814 | 305.1 | 395.5 | 1186.5
38366 | 38366 | 0.384 - 0.479 m³/ s.................................................................................................................................................................. | [17 empty] | 9,379.00 |  |  |  | 339.00 |  |  | 429.40 | 1,243.00 |  | 38366 |  |  |  | 38366 | 9,379.00 339.00 429.40 1,243.00 38366 | 9379 | 339 | 429.4 | 1243 | 9379 | 339 | 429.4 | 1243
38367 | 38367 | 0.479 - 0.565 m³/ s.................................................................................................................................................................. | [17 empty] | 9,944.00 |  |  |  | 395.50 |  |  | 463.30 | 1,299.50 |  | 38367 |  |  |  | 38367 | 9,944.00 395.50 463.30 1,299.50 38367 | 9944 | 395.5 | 463.3 | 1299.5 | 9944 | 395.5 | 463.3 | 1299.5
38368 | 38368 | 0.565 - 0.665 m³/ s.................................................................................................................................................................. | [17 empty] | 12,204.00 |  |  |  | 429.40 |  |  | 508.50 | 1,356.00 |  | 38368 |  |  |  | 38368 | 12,204.00 429.40 508.50 1,356.00 38368 | 12204 | 429.4 | 508.5 | 1356 | 12204 | 429.4 | 508.5 | 1356
38/31
38 | 38 | HEATING, VENTILATION AND AIR-CONDITIONING - EQUIPMENT | [17 empty] | 38
| Item | Item
AIR HANDLING & TREATMENT EQUIPMENT (CONT'D)
| Take | [24 empty] | Take
| Chilled water fan-coil units of 4 rows copper tube aluminium fin cooling coils, c/w | [17 empty] | Supply |  |  |  |  | down |  | down |  | Fix
| filters, chilled water pipes and condensate pans, thermostat c/w digital temperature | [17 empty] | and |  |  |  |  | and |  | and set |  | only
| and speed control/ indicating heating (if required) (main chilled water distribution pipes | [17 empty] | fix |  |  |  |  | clear |  | aside for
| to be measured separately) | [9 empty] | away | [14 empty] | re-use
Ceiling mounted, surface mounted c/w casing with nominal supply air rate at medium speed : -
| A | [22 empty] | B |  | C |  | D
| Each |  |  | $ | [19 empty] | $ |  | $ |  | $
38369 | 38369 | Up to 0.095 m³/ s..................................................................................................................................................................... | [17 empty] | 5,803.95 |  |  |  | 122.63 |  |  | 223.00 | 712.75 |  | 38369 |  |  |  | 38369 | 5,803.95 122.63 223.00 712.75 38369 | 5803.95 | 122.63 | 223 | 712.75 | 5803.95 | 122.63 | 223 | 712.75
38370 | 38370 | 0.095 - 0.142 m³/ s.................................................................................................................................................................. | [17 empty] | 6,135.34 |  |  |  | 152.38 |  |  | 255.52 | 756.87 |  | 38370 |  |  |  | 38370 | 6,135.34 152.38 255.52 756.87 38370 | 6135.34 | 152.38 | 255.52 | 756.87 | 6135.34 | 152.38 | 255.52 | 756.87
38371 | 38371 | 0.142 - 0.190 m³/ s.................................................................................................................................................................. | [17 empty] | 6,653.48 |  |  |  | 186.21 |  |  | 279.34 | 786.78 |  | 38371 |  |  |  | 38371 | 6,653.48 186.21 279.34 786.78 38371 | 6653.48 | 186.21 | 279.34 | 786.78 | 6653.48 | 186.21 | 279.34 | 786.78
38372 | 38372 | 0.190 - 0.284 m³/ s.................................................................................................................................................................. | [17 empty] | 7,775.02 |  |  |  | 209.55 |  |  | 308.94 | 876.44 |  | 38372 |  |  |  | 38372 | 7,775.02 209.55 308.94 876.44 38372 | 7775.02 | 209.55 | 308.94 | 876.44 | 7775.02 | 209.55 | 308.94 | 876.44
38373 | 38373 | 0.284 - 0.378 m³/ s.................................................................................................................................................................. | [17 empty] | 8,884.44 |  |  |  | 260.21 |  |  | 330.68 | 919.35 |  | 38373 |  |  |  | 38373 | 8,884.44 260.21 330.68 919.35 38373 | 8884.44 | 260.21 | 330.68 | 919.35 | 8884.44 | 260.21 | 330.68 | 919.35
38374 | 38374 | 0.378 - 0.473 m³/ s.................................................................................................................................................................. | [17 empty] | 12,221.79 |  |  |  | 261.39 |  |  | 361.17 | 1,012.82 |  | 38374 |  |  |  | 38374 | 12,221.79 261.39 361.17 1,012.82 38374 | 12221.79 | 261.39 | 361.17 | 1012.82 | 12221.79 | 261.39 | 361.17 | 1012.82
38375 | 38375 | 0.473 - 0.567 m³/ s.................................................................................................................................................................. | [17 empty] | 13,354.08 |  |  |  | 293.84 |  |  | 392.55 | 1,075.05 |  | 38375 |  |  |  | 38375 | 13,354.08 293.84 392.55 1,075.05 38375 | 13354.08 | 293.84 | 392.55 | 1075.05 | 13354.08 | 293.84 | 392.55 | 1075.05
38376 | 38376 | 0.567 - 0.659 m³/ s.................................................................................................................................................................. | [17 empty] | 14,426.07 |  |  |  | 321.41 |  |  | 424.33 | 1,118.19 |  | 38376 |  |  |  | 38376 | 14,426.07 321.41 424.33 1,118.19 38376 | 14426.07 | 321.41 | 424.33 | 1118.19 | 14426.07 | 321.41 | 424.33 | 1118.19
38/32
38 | 38 | HEATING, VENTILATION AND AIR-CONDITIONING - EQUIPMENT | [17 empty] | 38
| Item | Item
AIR HANDLING & TREATMENT EQUIPMENT (CONT'D)
| Take | [24 empty] | Take
| Chilled water fan-coil units of 4 rows copper tube aluminium fin cooling coils, c/w | [17 empty] | Supply |  |  |  |  | down |  | down |  | Fix
| filters, chilled water pipes and condensate pans, thermostat c/w digital temperature | [17 empty] | and |  |  |  |  | and |  | and set |  | only
| and speed control/ indicating heating (if required) (main chilled water distribution pipes | [17 empty] | fix |  |  |  |  | clear |  | aside for
| to be measured separately) (Cont'd) | [9 empty] | away | [14 empty] | re-use
Ceiling mounted fan coil unit, concealed type without casing with nominal supply air rate at medium speed : -
| A | [22 empty] | B |  | C |  | D
| Each |  |  | $ | [19 empty] | $ |  | $ |  | $
38377 | 38377 | Up to 0.095 m³/ s..................................................................................................................................................................... | [17 empty] | 4,067.89 |  |  |  | 140.81 |  |  | 239.03 | 745.45 |  | 38377 |  |  |  | 38377 | 4,067.89 140.81 239.03 745.45 38377 | 4067.89 | 140.81 | 239.03 | 745.45 | 4067.89 | 140.81 | 239.03 | 745.45
38378 | 38378 | 0.095 - 0.142 m³/ s.................................................................................................................................................................. | [17 empty] | 4,375.13 |  |  |  | 173.21 |  |  | 275.31 | 783.64 |  | 38378 |  |  |  | 38378 | 4,375.13 173.21 275.31 783.64 38378 | 4375.13 | 173.21 | 275.31 | 783.64 | 4375.13 | 173.21 | 275.31 | 783.64
38379 | 38379 | 0.142 - 0.190 m³/ s.................................................................................................................................................................. | [17 empty] | 4,668.40 |  |  |  | 206.78 |  |  | 305.77 | 820.99 |  | 38379 |  |  |  | 38379 | 4,668.40 206.78 305.77 820.99 38379 | 4668.4 | 206.78 | 305.77 | 820.99 | 4668.4 | 206.78 | 305.77 | 820.99
38380 | 38380 | 0.190 - 0.284 m³/ s.................................................................................................................................................................. | [17 empty] | 5,399.59 |  |  |  | 257.22 |  |  | 341.93 | 918.05 |  | 38380 |  |  |  | 38380 | 5,399.59 257.22 341.93 918.05 38380 | 5399.59 | 257.22 | 341.93 | 918.05 | 5399.59 | 257.22 | 341.93 | 918.05
38381 | 38381 | 0.284 - 0.378 m³/ s.................................................................................................................................................................. | [17 empty] | 5,998.32 |  |  |  | 272.29 |  |  | 366.80 | 957.07 |  | 38381 |  |  |  | 38381 | 5,998.32 272.29 366.80 957.07 38381 | 5998.32 | 272.29 | 366.8 | 957.07 | 5998.32 | 272.29 | 366.8 | 957.07
38382 | 38382 | 0.378 - 0.473 m³/ s.................................................................................................................................................................. | [17 empty] | 7,246.83 |  |  |  | 279.09 |  |  | 397.08 | 1,053.21 |  | 38382 |  |  |  | 38382 | 7,246.83 279.09 397.08 1,053.21 38382 | 7246.83 | 279.09 | 397.08 | 1053.21 | 7246.83 | 279.09 | 397.08 | 1053.21
38383 | 38383 | 0.473 - 0.567 m³/ s.................................................................................................................................................................. | [17 empty] | 7,861.72 |  |  |  | 311.40 |  |  | 427.72 | 1,116.52 |  | 38383 |  |  |  | 38383 | 7,861.72 311.40 427.72 1,116.52 38383 | 7861.72 | 311.4 | 427.72 | 1116.52 | 7861.72 | 311.4 | 427.72 | 1116.52
38384 | 38384 | 0.567 - 0.659 m³/ s.................................................................................................................................................................. | [17 empty] | 8,435.83 |  |  |  | 349.76 |  |  | 457.20 | 1,173.09 |  | 38384 |  |  |  | 38384 | 8,435.83 349.76 457.20 1,173.09 38384 | 8435.83 | 349.76 | 457.2 | 1173.09 | 8435.83 | 349.76 | 457.2 | 1173.09
Vertical floor/ wall mounted fan coil unit, surface mounting c/w casing with nominal
supply air rate at medium speed : -
Each
38385 | 38385 | Up to 0.095 m³/ s..................................................................................................................................................................... | [17 empty] | 5,891.54 |  |  |  | 77.80 |  |  | 167.53 | 648.77 |  | 38385 |  |  |  | 38385 | 5,891.54 77.80 167.53 648.77 38385 | 5891.54 | 77.8 | 167.53 | 648.77 | 5891.54 | 77.8 | 167.53 | 648.77
38386 | 38386 | 0.095 - 0.142 m³/ s.................................................................................................................................................................. | [17 empty] | 6,158.39 |  |  |  | 109.60 |  |  | 197.48 | 687.77 |  | 38386 |  |  |  | 38386 | 6,158.39 109.60 197.48 687.77 38386 | 6158.39 | 109.6 | 197.48 | 687.77 | 6158.39 | 109.6 | 197.48 | 687.77
38387 | 38387 | 0.142 - 0.190 m³/ s.................................................................................................................................................................. | [17 empty] | 6,650.98 |  |  |  | 127.37 |  |  | 221.53 | 716.48 |  | 38387 |  |  |  | 38387 | 6,650.98 127.37 221.53 716.48 38387 | 6650.98 | 127.37 | 221.53 | 716.48 | 6650.98 | 127.37 | 221.53 | 716.48
38388 | 38388 | 0.190 - 0.284 m³/ s.................................................................................................................................................................. | [17 empty] | 7,621.22 |  |  |  | 151.23 |  |  | 251.92 | 802.99 |  | 38388 |  |  |  | 38388 | 7,621.22 151.23 251.92 802.99 38388 | 7621.22 | 151.23 | 251.92 | 802.99 | 7621.22 | 151.23 | 251.92 | 802.99
38389 | 38389 | 0.284 - 0.378 m³/ s.................................................................................................................................................................. | [17 empty] | 8,652.18 |  |  |  | 178.44 |  |  | 273.48 | 847.74 |  | 38389 |  |  |  | 38389 | 8,652.18 178.44 273.48 847.74 38389 | 8652.18 | 178.44 | 273.48 | 847.74 | 8652.18 | 178.44 | 273.48 | 847.74
38390 | 38390 | 0.378 - 0.473 m³/ s.................................................................................................................................................................. | [17 empty] | 11,548.67 |  |  |  | 204.16 |  |  | 304.45 | 935.13 |  | 38390 |  |  |  | 38390 | 11,548.67 204.16 304.45 935.13 38390 | 11548.67 | 204.16 | 304.45 | 935.13 | 11548.67 | 204.16 | 304.45 | 935.13
38391 | 38391 | 0.473 - 0.567 m³/ s.................................................................................................................................................................. | [17 empty] | 12,464.71 |  |  |  | 237.42 |  |  | 335.39 | 996.60 |  | 38391 |  |  |  | 38391 | 12,464.71 237.42 335.39 996.60 38391 | 12464.71 | 237.42 | 335.39 | 996.6 | 12464.71 | 237.42 | 335.39 | 996.6
38392 | 38392 | 0.567 - 0.659 m³/ s.................................................................................................................................................................. | [17 empty] | 13,430.35 |  |  |  | 265.81 |  |  | 367.62 | 1,037.78 |  | 38392 |  |  |  | 38392 | 13,430.35 265.81 367.62 1,037.78 38392 | 13430.35 | 265.81 | 367.62 | 1037.78 | 13430.35 | 265.81 | 367.62 | 1037.78
38/33
38 | 38 | HEATING, VENTILATION AND AIR-CONDITIONING - EQUIPMENT | [17 empty] | 38
| Item | Item
AIR HANDLING & TREATMENT EQUIPMENT (CONT'D)
| Chilled water fan-coil units of 4 rows copper tube aluminium fin cooling coils, c/w | [17 empty] | Take | [6 empty] | Take
| filters, chilled water pipes and condensate pans, thermostat c/w digital temperature | [17 empty] | Supply |  |  |  |  | down |  | down |  | Fix
| and speed control/ indicating heating (if required) (main chilled water distribution pipes | [17 empty] | and |  |  |  |  | and |  | and set |  | only
| to be measured separately) (Cont'd) | [9 empty] | fix | [12 empty] | clear |  | aside for
| away | [24 empty] | re-use
Vertical floor/ wall mounted fan coil unit, concealed type, without casing with
nominal supply air rate at medium speed : -
| A | [22 empty] | B |  | C |  | D
| Each |  |  | $ | [19 empty] | $ |  | $ |  | $
38393 | 38393 | Up to 0.095 m³/ s..................................................................................................................................................................... | [17 empty] | 4,920.00 |  |  |  | 93.37 |  |  | 195.31 | 679.80 |  | 38393 |  |  |  | 38393 | 4,920.00 93.37 195.31 679.80 38393 | 4920 | 93.37 | 195.31 | 679.8 | 4920 | 93.37 | 195.31 | 679.8
38394 | 38394 | 0.095 - 0.142 m³/ s.................................................................................................................................................................. | [17 empty] | 5,423.52 |  |  |  | 123.51 |  |  | 222.06 | 725.80 |  | 38394 |  |  |  | 38394 | 5,423.52 123.51 222.06 725.80 38394 | 5423.52 | 123.51 | 222.06 | 725.8 | 5423.52 | 123.51 | 222.06 | 725.8
38395 | 38395 | 0.142 - 0.190 m³/ s.................................................................................................................................................................. | [17 empty] | 5,741.67 |  |  |  | 157.49 |  |  | 258.82 | 756.75 |  | 38395 |  |  |  | 38395 | 5,741.67 157.49 258.82 756.75 38395 | 5741.67 | 157.49 | 258.82 | 756.75 | 5741.67 | 157.49 | 258.82 | 756.75
38396 | 38396 | 0.190 - 0.284 m³/ s.................................................................................................................................................................. | [17 empty] | 6,681.72 |  |  |  | 181.44 |  |  | 282.83 | 845.38 |  | 38396 |  |  |  | 38396 | 6,681.72 181.44 282.83 845.38 38396 | 6681.72 | 181.44 | 282.83 | 845.38 | 6681.72 | 181.44 | 282.83 | 845.38
38397 | 38397 | 0.284 - 0.378 m³/ s.................................................................................................................................................................. | [17 empty] | 7,301.99 |  |  |  | 208.61 |  |  | 306.53 | 889.57 |  | 38397 |  |  |  | 38397 | 7,301.99 208.61 306.53 889.57 38397 | 7301.99 | 208.61 | 306.53 | 889.57 | 7301.99 | 208.61 | 306.53 | 889.57
38398 | 38398 | 0.378 - 0.473 m³/ s.................................................................................................................................................................. | [17 empty] | 9,248.43 |  |  |  | 234.56 |  |  | 340.70 | 980.96 |  | 38398 |  |  |  | 38398 | 9,248.43 234.56 340.70 980.96 38398 | 9248.43 | 234.56 | 340.7 | 980.96 | 9248.43 | 234.56 | 340.7 | 980.96
38399 | 38399 | 0.473 - 0.567 m³/ s.................................................................................................................................................................. | [17 empty] | 9,895.02 |  |  |  | 267.78 |  |  | 367.03 | 1,043.30 |  | 38399 |  |  |  | 38399 | 9,895.02 267.78 367.03 1,043.30 38399 | 9895.02 | 267.78 | 367.03 | 1043.3 | 9895.02 | 267.78 | 367.03 | 1043.3
38400 | 38400 | 0.567 - 0.659 m³/ s.................................................................................................................................................................. | [17 empty] | 10,730.26 |  |  |  | 298.51 |  |  | 404.75 | 1,086.00 |  | 38400 |  |  |  | 38400 | 10,730.26 298.51 404.75 1,086.00 38400 | 10730.26 | 298.51 | 404.75 | 1086 | 10730.26 | 298.51 | 404.75 | 1086
Chiller water fan-coil units of 3 rows copper tube aluminium fin cooling coils, c/w
filters, chilled water pipes and condensate pans, thermostat c/w digital temperature
and speed control/ indicating heating (if required) (main chilled water distribution
pipes to be measured separately)
Ceiling mounted, surface mounted c/w casing with nominal supply air rate at medium speed : -
Each
38401 | 38401 | Up to 0.095 m³/ s..................................................................................................................................................................... | [17 empty] | 5,223.56 |  |  |  | 110.37 |  |  | 200.70 | 641.48 |  | 38401 |  |  |  | 38401 | 5,223.56 110.37 200.70 641.48 38401 | 5223.56 | 110.37 | 200.7 | 641.48 | 5223.56 | 110.37 | 200.7 | 641.48
38402 | 38402 | 0.095 - 0.142 m³/ s.................................................................................................................................................................. | [17 empty] | 5,521.81 |  |  |  | 137.14 |  |  | 229.97 | 681.18 |  | 38402 |  |  |  | 38402 | 5,521.81 137.14 229.97 681.18 38402 | 5521.81 | 137.14 | 229.97 | 681.18 | 5521.81 | 137.14 | 229.97 | 681.18
38403 | 38403 | 0.142 - 0.190 m³/ s.................................................................................................................................................................. | [17 empty] | 5,988.13 |  |  |  | 167.59 |  |  | 251.41 | 708.10 |  | 38403 |  |  |  | 38403 | 5,988.13 167.59 251.41 708.10 38403 | 5988.13 | 167.59 | 251.41 | 708.1 | 5988.13 | 167.59 | 251.41 | 708.1
38404 | 38404 | 0.190 - 0.284 m³/ s.................................................................................................................................................................. | [17 empty] | 6,997.52 |  |  |  | 188.60 |  |  | 278.05 | 788.80 |  | 38404 |  |  |  | 38404 | 6,997.52 188.60 278.05 788.80 38404 | 6997.52 | 188.6 | 278.05 | 788.8 | 6997.52 | 188.6 | 278.05 | 788.8
38405 | 38405 | 0.284 - 0.378 m³/ s.................................................................................................................................................................. | [17 empty] | 7,996.00 |  |  |  | 234.19 |  |  | 297.61 | 827.42 |  | 38405 |  |  |  | 38405 | 7,996.00 234.19 297.61 827.42 38405 | 7996 | 234.19 | 297.61 | 827.42 | 7996 | 234.19 | 297.61 | 827.42
38406 | 38406 | 0.378 - 0.473 m³/ s.................................................................................................................................................................. | [17 empty] | 10,999.61 |  |  |  | 235.25 |  |  | 325.05 | 911.54 |  | 38406 |  |  |  | 38406 | 10,999.61 235.25 325.05 911.54 38406 | 10999.61 | 235.25 | 325.05 | 911.54 | 10999.61 | 235.25 | 325.05 | 911.54
38407 | 38407 | 0.473 - 0.576 m³/ s.................................................................................................................................................................. | [17 empty] | 12,018.67 |  |  |  | 264.46 |  |  | 353.30 | 967.55 |  | 38407 |  |  |  | 38407 | 12,018.67 264.46 353.30 967.55 38407 | 12018.67 | 264.46 | 353.3 | 967.55 | 12018.67 | 264.46 | 353.3 | 967.55
38408 | 38408 | 0.576 - 0.659 m³/ s.................................................................................................................................................................. | [17 empty] | 12,983.46 |  |  |  | 289.27 |  |  | 381.90 | 1,006.37 |  | 38408 |  |  |  | 38408 | 12,983.46 289.27 381.90 1,006.37 38408 | 12983.46 | 289.27 | 381.9 | 1006.37 | 12983.46 | 289.27 | 381.9 | 1006.37
38/34
38 | 38 | HEATING, VENTILATION AND AIR-CONDITIONING - EQUIPMENT | [17 empty] | 38
| Item | Item
AIR HANDLING & TREATMENT EQUIPMENT (CONT'D)
| Chiller water fan-coil units of 3 rows copper tube aluminium fin cooling coils, c/w | [17 empty] | Take | [6 empty] | Take
| filters, chilled water pipes and condensate pans, thermostat c/w digital temperature | [17 empty] | Supply |  |  |  |  | down |  | down |  | Fix
| and speed control/ indicating heating (if required) (main chilled water distribution | [16 empty] | and | [5 empty] | and |  | and set |  | only
| pipes to be measured separately) (Cont'd) | [9 empty] | fix | [12 empty] | clear |  | aside for
| away | [24 empty] | re-use
Ceiling mounted fan coil unit, concealed type without casing with nominal supply air rate at medium speed : -
| A | [22 empty] | B |  | C |  | D
| Each |  |  | $ | [19 empty] | $ |  | $ |  | $
38409 | 38409 | Up to 0.095 m³/ s..................................................................................................................................................................... | [17 empty] | 3,661.10 |  |  |  | 126.73 |  |  | 215.13 | 670.91 |  | 38409 |  |  |  | 38409 | 3,661.10 126.73 215.13 670.91 38409 | 3661.1 | 126.73 | 215.13 | 670.91 | 3661.1 | 126.73 | 215.13 | 670.91
38410 | 38410 | 0.095 - 0.142 m³/ s.................................................................................................................................................................. | [17 empty] | 3,937.62 |  |  |  | 155.89 |  |  | 247.78 | 705.28 |  | 38410 |  |  |  | 38410 | 3,937.62 155.89 247.78 705.28 38410 | 3937.62 | 155.89 | 247.78 | 705.28 | 3937.62 | 155.89 | 247.78 | 705.28
38411 | 38411 | 0.142 - 0.190 m³/ s.................................................................................................................................................................. | [17 empty] | 4,201.56 |  |  |  | 186.10 |  |  | 275.19 | 738.89 |  | 38411 |  |  |  | 38411 | 4,201.56 186.10 275.19 738.89 38411 | 4201.56 | 186.1 | 275.19 | 738.89 | 4201.56 | 186.1 | 275.19 | 738.89
38412 | 38412 | 0.190 - 0.284 m³/ s.................................................................................................................................................................. | [17 empty] | 4,859.63 |  |  |  | 231.50 |  |  | 307.74 | 826.25 |  | 38412 |  |  |  | 38412 | 4,859.63 231.50 307.74 826.25 38412 | 4859.63 | 231.5 | 307.74 | 826.25 | 4859.63 | 231.5 | 307.74 | 826.25
38413 | 38413 | 0.284 - 0.378 m³/ s.................................................................................................................................................................. | [17 empty] | 5,398.49 |  |  |  | 245.06 |  |  | 330.12 | 861.36 |  | 38413 |  |  |  | 38413 | 5,398.49 245.06 330.12 861.36 38413 | 5398.49 | 245.06 | 330.12 | 861.36 | 5398.49 | 245.06 | 330.12 | 861.36
38414 | 38414 | 0.378 - 0.473 m³/ s.................................................................................................................................................................. | [17 empty] | 6,522.15 |  |  |  | 251.18 |  |  | 357.37 | 947.89 |  | 38414 |  |  |  | 38414 | 6,522.15 251.18 357.37 947.89 38414 | 6522.15 | 251.18 | 357.37 | 947.89 | 6522.15 | 251.18 | 357.37 | 947.89
38415 | 38415 | 0.473 - 0.576 m³/ s.................................................................................................................................................................. | [17 empty] | 7,075.55 |  |  |  | 280.26 |  |  | 384.95 | 1,004.87 |  | 38415 |  |  |  | 38415 | 7,075.55 280.26 384.95 1,004.87 38415 | 7075.55 | 280.26 | 384.95 | 1004.87 | 7075.55 | 280.26 | 384.95 | 1004.87
38416 | 38416 | 0.576 - 0.659 m³/ s.................................................................................................................................................................. | [17 empty] | 7,592.25 |  |  |  | 314.78 |  |  | 411.48 | 1,055.78 |  | 38416 |  |  |  | 38416 | 7,592.25 314.78 411.48 1,055.78 38416 | 7592.25 | 314.78 | 411.48 | 1055.78 | 7592.25 | 314.78 | 411.48 | 1055.78
Vertical floor / wall mounted fan coil unit, surface mounting c/w casing with
nominal supply air rate at medium speed : -
Each
38417 | 38417 | Up to 0.095 m³/ s..................................................................................................................................................................... | [17 empty] | 5,302.39 |  |  |  | 70.02 |  |  | 150.78 | 583.89 |  | 38417 |  |  |  | 38417 | 5,302.39 70.02 150.78 583.89 38417 | 5302.39 | 70.02 | 150.78 | 583.89 | 5302.39 | 70.02 | 150.78 | 583.89
38418 | 38418 | 0.095 - 0.142 m³/ s.................................................................................................................................................................. | [17 empty] | 5,542.55 |  |  |  | 98.64 |  |  | 177.73 | 618.99 |  | 38418 |  |  |  | 38418 | 5,542.55 98.64 177.73 618.99 38418 | 5542.55 | 98.64 | 177.73 | 618.99 | 5542.55 | 98.64 | 177.73 | 618.99
38419 | 38419 | 0.142 - 0.190 m³/ s.................................................................................................................................................................. | [17 empty] | 5,985.88 |  |  |  | 114.63 |  |  | 199.38 | 644.83 |  | 38419 |  |  |  | 38419 | 5,985.88 114.63 199.38 644.83 38419 | 5985.88 | 114.63 | 199.38 | 644.83 | 5985.88 | 114.63 | 199.38 | 644.83
38420 | 38420 | 0.190 - 0.284 m³/ s.................................................................................................................................................................. | [17 empty] | 6,859.10 |  |  |  | 136.11 |  |  | 226.73 | 722.69 |  | 38420 |  |  |  | 38420 | 6,859.10 136.11 226.73 722.69 38420 | 6859.1 | 136.11 | 226.73 | 722.69 | 6859.1 | 136.11 | 226.73 | 722.69
38421 | 38421 | 0.284 - 0.378 m³/ s.................................................................................................................................................................. | [17 empty] | 7,786.96 |  |  |  | 160.60 |  |  | 246.13 | 762.97 |  | 38421 |  |  |  | 38421 | 7,786.96 160.60 246.13 762.97 38421 | 7786.96 | 160.6 | 246.13 | 762.97 | 7786.96 | 160.6 | 246.13 | 762.97
38422 | 38422 | 0.378 - 0.473 m³/ s.................................................................................................................................................................. | [17 empty] | 10,393.80 |  |  |  | 183.74 |  |  | 274.01 | 841.62 |  | 38422 |  |  |  | 38422 | 10,393.80 183.74 274.01 841.62 38422 | 10393.8 | 183.74 | 274.01 | 841.62 | 10393.8 | 183.74 | 274.01 | 841.62
38423 | 38423 | 0.473 - 0.576 m³/ s.................................................................................................................................................................. | [17 empty] | 11,218.24 |  |  |  | 213.68 |  |  | 301.85 | 896.94 |  | 38423 |  |  |  | 38423 | 11,218.24 213.68 301.85 896.94 38423 | 11218.24 | 213.68 | 301.85 | 896.94 | 11218.24 | 213.68 | 301.85 | 896.94
38424 | 38424 | 0.576 - 0.659 m³/ s.................................................................................................................................................................. | [17 empty] | 12,087.32 |  |  |  | 239.23 |  |  | 330.86 | 934.00 |  | 38424 |  |  |  | 38424 | 12,087.32 239.23 330.86 934.00 38424 | 12087.32 | 239.23 | 330.86 | 934 | 12087.32 | 239.23 | 330.86 | 934
38/35
38 | 38 | HEATING, VENTILATION AND AIR-CONDITIONING - EQUIPMENT | [17 empty] | 38
| Item | Item
AIR HANDLING & TREATMENT EQUIPMENT (CONT'D)
| Chiller water fan-coil units of 3 rows copper tube aluminium fin cooling coils, c/w | [17 empty] | Take | [6 empty] | Take
| filters, chilled water pipes and condensate pans, thermostat c/w digital temperature | [17 empty] | Supply |  |  |  |  | down |  | down |  | Fix
| and speed control/ indicating heating (if required) (main chilled water distribution | [16 empty] | and | [5 empty] | and |  | and set |  | only
| pipes to be measured separately) (Cont'd) | [9 empty] | fix | [12 empty] | clear |  | aside for
| away | [24 empty] | re-use
Vertical floor / wall mounted fan coil unit, concealed type without casing with
nominal supply air rate at medium speed : -
| A | [22 empty] | B |  | C |  | D
| Each |  |  | $ | [19 empty] | $ |  | $ |  | $
38425 | 38425 | Up to 0.095 m³/ s..................................................................................................................................................................... | [17 empty] | 4,428.00 |  |  |  | 84.03 |  |  | 175.78 | 611.82 |  | 38425 |  |  |  | 38425 | 4,428.00 84.03 175.78 611.82 38425 | 4428 | 84.03 | 175.78 | 611.82 | 4428 | 84.03 | 175.78 | 611.82
38426 | 38426 | 0.095 - 0.142 m³/ s.................................................................................................................................................................. | [17 empty] | 4,881.17 |  |  |  | 111.16 |  |  | 199.85 | 653.22 |  | 38426 |  |  |  | 38426 | 4,881.17 111.16 199.85 653.22 38426 | 4881.17 | 111.16 | 199.85 | 653.22 | 4881.17 | 111.16 | 199.85 | 653.22
38427 | 38427 | 0.142 - 0.190 m³/ s.................................................................................................................................................................. | [17 empty] | 5,167.50 |  |  |  | 141.74 |  |  | 232.94 | 681.08 |  | 38427 |  |  |  | 38427 | 5,167.50 141.74 232.94 681.08 38427 | 5167.5 | 141.74 | 232.94 | 681.08 | 5167.5 | 141.74 | 232.94 | 681.08
38428 | 38428 | 0.190 - 0.284 m³/ s.................................................................................................................................................................. | [17 empty] | 6,013.55 |  |  |  | 163.30 |  |  | 254.55 | 760.84 |  | 38428 |  |  |  | 38428 | 6,013.55 163.30 254.55 760.84 38428 | 6013.55 | 163.3 | 254.55 | 760.84 | 6013.55 | 163.3 | 254.55 | 760.84
38429 | 38429 | 0.284 - 0.378 m³/ s.................................................................................................................................................................. | [17 empty] | 6,571.79 |  |  |  | 187.75 |  |  | 275.88 | 800.61 |  | 38429 |  |  |  | 38429 | 6,571.79 187.75 275.88 800.61 38429 | 6571.79 | 187.75 | 275.88 | 800.61 | 6571.79 | 187.75 | 275.88 | 800.61
38430 | 38430 | 0.378 - 0.473 m³/ s.................................................................................................................................................................. | [17 empty] | 8,323.59 |  |  |  | 211.10 |  |  | 306.63 | 882.86 |  | 38430 |  |  |  | 38430 | 8,323.59 211.10 306.63 882.86 38430 | 8323.59 | 211.1 | 306.63 | 882.86 | 8323.59 | 211.1 | 306.63 | 882.86
38431 | 38431 | 0.473 - 0.567 m³/ s.................................................................................................................................................................. | [17 empty] | 8,905.52 |  |  |  | 241.00 |  |  | 330.33 | 938.97 |  | 38431 |  |  |  | 38431 | 8,905.52 241.00 330.33 938.97 38431 | 8905.52 | 241 | 330.33 | 938.97 | 8905.52 | 241 | 330.33 | 938.97
38432 | 38432 | 0.567 - 0.659 m³/ s.................................................................................................................................................................. | [17 empty] | 9,657.23 |  |  |  | 268.66 |  |  | 364.28 | 977.40 |  | 38432 |  |  |  | 38432 | 9,657.23 268.66 364.28 977.40 38432 | 9657.23 | 268.66 | 364.28 | 977.4 | 9657.23 | 268.66 | 364.28 | 977.4
38/36
38 | 38 | HEATING, VENTILATION AND AIR-CONDITIONING - EQUIPMENT | [17 empty] | 38
| Item | Item
AIR HANDLING & TREATMENT EQUIPMENT (CONT'D)
| Take | [24 empty] | Take
| Supply | [22 empty] | down |  | down |  | Fix
| Chilled water fan-coil unit of cassette type, ceiling concealed type, c/w condensate drain | [17 empty] | and |  |  |  |  | and |  | and set |  | only
| pump, overflow indication and alarm, chilled water pipes, condensate pans, coils, filters, face | [17 empty] | fix |  |  |  |  | clear |  | aside for
| panel with discharge and return air grilles, ceiling mounted with nominal supply air rate at | [17 empty] | away | [6 empty] | re-use
medium speed : -
| A | [22 empty] | B |  | C |  | D
| Each |  |  | $ | [19 empty] | $ |  | $ |  | $
38433 | 38433 | Up to 0.17 m³/ s....................................................................................................................................................................... | [17 empty] | 8,665.41 |  |  |  | 149.07 |  |  | 250.89 | 766.11 |  | 38433 |  |  |  | 38433 | 8,665.41 149.07 250.89 766.11 38433 | 8665.41 | 149.07 | 250.89 | 766.11 | 8665.41 | 149.07 | 250.89 | 766.11
38434 | 38434 | 0.17 - 0.2 m³/ s........................................................................................................................................................................ | [17 empty] | 9,837.91 |  |  |  | 198.58 |  |  | 300.72 | 877.55 |  | 38434 |  |  |  | 38434 | 9,837.91 198.58 300.72 877.55 38434 | 9837.91 | 198.58 | 300.72 | 877.55 | 9837.91 | 198.58 | 300.72 | 877.55
38435 | 38435 | 0.2 - 0.34 m³/ s........................................................................................................................................................................ | [17 empty] | 10,074.46 |  |  |  | 272.01 |  |  | 351.19 | 950.79 |  | 38435 |  |  |  | 38435 | 10,074.46 272.01 351.19 950.79 38435 | 10074.46 | 272.01 | 351.19 | 950.79 | 10074.46 | 272.01 | 351.19 | 950.79
38436 | 38436 | 0.34 - 0.5 m³/ s........................................................................................................................................................................ | [17 empty] | 10,380.87 |  |  |  | 298.01 |  |  | 401.20 | 1,095.96 |  | 38436 |  |  |  | 38436 | 10,380.87 298.01 401.20 1,095.96 38436 | 10380.87 | 298.01 | 401.2 | 1095.96 | 10380.87 | 298.01 | 401.2 | 1095.96
Chilled water fan-coil unit of cassette type, ceiling concealed type, c/w built-in heater,
overheat protection device, condensate drain pump, overflow indication and alarm, face panel
with discharge and return air grilles, coils, filters, chilled water pipes and condensate pans,
ceiling mounted with nominal supply air rate at medium speed : -
Each
38437 | 38437 | Up to 0.17 m³/ s....................................................................................................................................................................... | [17 empty] | 9,061.14 |  |  |  | 153.80 |  |  | 250.89 | 714.35 |  | 38437 |  |  |  | 38437 | 9,061.14 153.80 250.89 714.35 38437 | 9061.14 | 153.8 | 250.89 | 714.35 | 9061.14 | 153.8 | 250.89 | 714.35
38438 | 38438 | 0.17 - 0.2 m³/ s........................................................................................................................................................................ | [17 empty] | 10,028.14 |  |  |  | 198.58 |  |  | 300.72 | 835.91 |  | 38438 |  |  |  | 38438 | 10,028.14 198.58 300.72 835.91 38438 | 10028.14 | 198.58 | 300.72 | 835.91 | 10028.14 | 198.58 | 300.72 | 835.91
38439 | 38439 | 0.2 - 0.34 m³/ s........................................................................................................................................................................ | [17 empty] | 10,403.39 |  |  |  | 248.28 |  |  | 351.19 | 950.79 |  | 38439 |  |  |  | 38439 | 10,403.39 248.28 351.19 950.79 38439 | 10403.39 | 248.28 | 351.19 | 950.79 | 10403.39 | 248.28 | 351.19 | 950.79
38440 | 38440 | 0.34 - 0.5 m³/ s........................................................................................................................................................................ | [17 empty] | 10,920.75 |  |  |  | 298.01 |  |  | 401.20 | 1,023.22 |  | 38440 |  |  |  | 38440 | 10,920.75 298.01 401.20 1,023.22 38440 | 10920.75 | 298.01 | 401.2 | 1023.22 | 10920.75 | 298.01 | 401.2 | 1023.22
Fan coil unit controller : -
Each
38441 | 38441 | Fan coil unit controller c/w thermostat, temperature and speed control/
| indicating, and all necessary accessories................................................................................................................................ | [18 empty] | 551.97 |  |  |  | 12.24 |  |  | 15.12 | 70.66 |  | 38441 |  |  |  | 38441 | 551.97 12.24 15.12 70.66 38441 | 551.97 | 12.24 | 15.12 | 70.66 | 551.97 | 12.24 | 15.12 | 70.66
38/37
38 | 38 | HEATING, VENTILATION AND AIR-CONDITIONING - EQUIPMENT | [17 empty] | 38
| Item | Item
| AIR HANDLING & TREATMENT EQUIPMENT (CONT'D) | [16 empty] | Take | [7 empty] | Take
| Supply | [22 empty] | down |  | down |  | Fix
| and | [22 empty] | and |  | and set |  | only
| Stainless steel 316 panel housing; weatherproof type : - | [14 empty] | fix | [7 empty] | clear |  | aside for
| away | [24 empty] | re-use
| Each |  |  | A | [19 empty] | B |  | C |  | D
| $ | [22 empty] | $ |  | $ |  | $
38442 | 38442 | Weatherproof sheet metal box/ panel c/ w contactors, fused spur units, cable terminals,
| mounting din rails for fan coil units....................................................................................................................................... | [18 empty] | 2,072.94 |  |  |  | 80.83 |  |  | 140.35 | 315.44 |  | 38442 |  |  |  | 38442 | 2,072.94 80.83 140.35 315.44 38442 | 2072.94 | 80.83 | 140.35 | 315.44 | 2072.94 | 80.83 | 140.35 | 315.44
Chilled water fresh air pretreating unit c/w blower, blower motor, cooling/ heating
coil of copper tube resin coated aluminium fins, double skin casing, insulated drip
pan, thermostats/ humidistat, filter chamber and filters, starter, emergency stop
button, probe type smoke detector, filter clog indicator, chilled water pipework (main
chilled water distribution pipes to be measured separately)
Nominal supply air rate at medium speed : -
Each
38443 | 38443 | Up to 1 m³/ s............................................................................................................................................................................ | [17 empty] | 36,952.18 |  |  |  | 252.28 |  |  | 350.17 | 939.16 |  | 38443 |  |  |  | 38443 | 36,952.18 252.28 350.17 939.16 38443 | 36952.18 | 252.28 | 350.17 | 939.16 | 36952.18 | 252.28 | 350.17 | 939.16
38444 | 38444 | 1 - 2 m³/ s................................................................................................................................................................................. | [17 empty] | 50,099.17 |  |  |  | 344.73 |  |  | 487.44 | 1,311.73 |  | 38444 |  |  |  | 38444 | 50,099.17 344.73 487.44 1,311.73 38444 | 50099.17 | 344.73 | 487.44 | 1311.73 | 50099.17 | 344.73 | 487.44 | 1311.73
38445 | 38445 | 2 - 3 m³/ s................................................................................................................................................................................. | [17 empty] | 56,340.05 |  |  |  | 388.45 |  |  | 550.61 | 1,473.75 |  | 38445 |  |  |  | 38445 | 56,340.05 388.45 550.61 1,473.75 38445 | 56340.05 | 388.45 | 550.61 | 1473.75 | 56340.05 | 388.45 | 550.61 | 1473.75
38446 | 38446 | 3 - 4 m³/ s................................................................................................................................................................................. | [17 empty] | 75,170.15 |  |  |  | 503.34 |  |  | 720.16 | 1,934.18 |  | 38446 |  |  |  | 38446 | 75,170.15 503.34 720.16 1,934.18 38446 | 75170.15 | 503.34 | 720.16 | 1934.18 | 75170.15 | 503.34 | 720.16 | 1934.18
38447 | 38447 | 4 - 5 m³/ s................................................................................................................................................................................. | [17 empty] | 86,650.97 |  |  |  | 576.51 |  |  | 820.48 | 2,208.56 |  | 38447 |  |  |  | 38447 | 86,650.97 576.51 820.48 2,208.56 38447 | 86650.97 | 576.51 | 820.48 | 2208.56 | 86650.97 | 576.51 | 820.48 | 2208.56
38448 | 38448 | 5 - 6 m³/ s................................................................................................................................................................................. | [17 empty] | 96,553.44 |  |  |  | 660.37 |  |  | 925.47 | 2,507.83 |  | 38448 |  |  |  | 38448 | 96,553.44 660.37 925.47 2,507.83 38448 | 96553.44 | 660.37 | 925.47 | 2507.83 | 96553.44 | 660.37 | 925.47 | 2507.83
Variable air volume equipment
VAV linear diffuser with acoustic air boot : -
Each
38449 | 38449 | Up to 0.1 m³/ s......................................................................................................................................................................... | [17 empty] | 481.31 |  |  |  | 5.91 |  |  | 7.24 | 49.78 |  | 38449 |  |  |  | 38449 | 481.31 5.91 7.24 49.78 38449 | 481.31 | 5.91 | 7.24 | 49.78 | 481.31 | 5.91 | 7.24 | 49.78
38450 | 38450 | 0.1 - 0.2 m³/ s........................................................................................................................................................................... | [17 empty] | 559.37 |  |  |  | 6.55 |  |  | 7.76 | 50.96 |  | 38450 |  |  |  | 38450 | 559.37 6.55 7.76 50.96 38450 | 559.37 | 6.55 | 7.76 | 50.96 | 559.37 | 6.55 | 7.76 | 50.96
38451 | 38451 | 0.2 - 0.3 m³/ s........................................................................................................................................................................... | [17 empty] | 672.07 |  |  |  | 7.01 |  |  | 8.24 | 53.06 |  | 38451 |  |  |  | 38451 | 672.07 7.01 8.24 53.06 38451 | 672.07 | 7.01 | 8.24 | 53.06 | 672.07 | 7.01 | 8.24 | 53.06
38452 | 38452 | 0.3 - 0.4 m³/ s.......................................................................................................................................................................... | [17 empty] | 765.38 |  |  |  | 7.54 |  |  | 8.93 | 55.23 |  | 38452 |  |  |  | 38452 | 765.38 7.54 8.93 55.23 38452 | 765.38 | 7.54 | 8.93 | 55.23 | 765.38 | 7.54 | 8.93 | 55.23
VAV diffuser of all shape c/w thermo actuator, constructed of pressed mild steel sheet
with powder coating finish, auto air flow adjustment from 30% to 100% for normal flow
rate only of neck size : -
Each
38453 | 38453 | Up to 0.018 m²........................................................................................................................................................................ | [17 empty] | 5,424.58 |  |  |  | 65.03 |  |  | 130.95 | 376.68 |  | 38453 |  |  |  | 38453 | 5,424.58 65.03 130.95 376.68 38453 | 5424.58 | 65.03 | 130.95 | 376.68 | 5424.58 | 65.03 | 130.95 | 376.68
38454 | 38454 | 0.018 - 0.032 m²...................................................................................................................................................................... | [17 empty] | 5,681.90 |  |  |  | 66.41 |  |  | 132.67 | 380.77 |  | 38454 |  |  |  | 38454 | 5,681.90 66.41 132.67 380.77 38454 | 5681.9 | 66.41 | 132.67 | 380.77 | 5681.9 | 66.41 | 132.67 | 380.77
38455 | 38455 | 0.032 - 0.051 m²...................................................................................................................................................................... | [17 empty] | 5,907.53 |  |  |  | 67.77 |  |  | 134.41 | 385.60 |  | 38455 |  |  |  | 38455 | 5,907.53 67.77 134.41 385.60 38455 | 5907.53 | 67.77 | 134.41 | 385.6 | 5907.53 | 67.77 | 134.41 | 385.6
38456 | 38456 | 0.051 - 0.073 m²...................................................................................................................................................................... | [17 empty] | 6,146.90 |  |  |  | 69.17 |  |  | 136.24 | 389.44 |  | 38456 |  |  |  | 38456 | 6,146.90 69.17 136.24 389.44 38456 | 6146.9 | 69.17 | 136.24 | 389.44 | 6146.9 | 69.17 | 136.24 | 389.44
38/38
38 | 38 | HEATING, VENTILATION AND AIR-CONDITIONING - EQUIPMENT | [17 empty] | 38
| Item | Item
AIR HANDLING & TREATMENT EQUIPMENT (CONT'D)
| Take | [24 empty] | Take
| Variable air volume equipment (Cont'd) | [9 empty] | Supply | [12 empty] | down |  | down |  | Fix
| and | [22 empty] | and |  | and set |  | only
| fix | [22 empty] | clear |  | aside for
| VAV multi-outlet air distribution box (octopus) connected to terminal box and | [16 empty] | away | [7 empty] | re-use
ductwork : -
| A | [22 empty] | B |  | C |  | D
| Each |  |  | $ | [19 empty] | $ |  | $ |  | $
38457 | 38457 | Up to 0.3 m³/ s......................................................................................................................................................................... | [17 empty] | 345.97 |  |  |  | 7.30 |  |  | 8.66 | 55.12 |  | 38457 |  |  |  | 38457 | 345.97 7.30 8.66 55.12 38457 | 345.97 | 7.3 | 8.66 | 55.12 | 345.97 | 7.3 | 8.66 | 55.12
38458 | 38458 | 0.3 - 0.4 m³/ s........................................................................................................................................................................... | [17 empty] | 395.66 |  |  |  | 8.66 |  |  | 9.88 | 57.24 |  | 38458 |  |  |  | 38458 | 395.66 8.66 9.88 57.24 38458 | 395.66 | 8.66 | 9.88 | 57.24 | 395.66 | 8.66 | 9.88 | 57.24
38459 | 38459 | 0.4 - 0.5 m³/ s........................................................................................................................................................................... | [17 empty] | 429.00 |  |  |  | 9.77 |  |  | 11.17 | 59.43 |  | 38459 |  |  |  | 38459 | 429.00 9.77 11.17 59.43 38459 | 429 | 9.77 | 11.17 | 59.43 | 429 | 9.77 | 11.17 | 59.43
38460 | 38460 | 0.5 - 0.6 m³/ s........................................................................................................................................................................... | [17 empty] | 473.12 |  |  |  | 10.99 |  |  | 12.37 | 61.63 |  | 38460 |  |  |  | 38460 | 473.12 10.99 12.37 61.63 38460 | 473.12 | 10.99 | 12.37 | 61.63 | 473.12 | 10.99 | 12.37 | 61.63
VAV thermostatic controller : -
Each
38461 | 38461 | VAV thermostatic controller c/w all necessary accessories................................................................................................... | [17 empty] | - |  |  |  | 13.02 |  |  | - | - |  | 38461 |  |  |  | 38461 | - 13.02 - - 38461 | #VALUE! | 13.02 | #VALUE! | #VALUE! | - | 13.02 | - | -
VAV/ CAV terminal box c/w insulation, acoustical baffles, damper regulating
controller and damper actuator : -
Each
38462 | 38462 | Up to 0.3 m³/ s......................................................................................................................................................................... | [17 empty] | 5,906.92 |  |  |  | 61.39 |  |  | 117.36 | 363.20 |  | 38462 |  |  |  | 38462 | 5,906.92 61.39 117.36 363.20 38462 | 5906.92 | 61.39 | 117.36 | 363.2 | 5906.92 | 61.39 | 117.36 | 363.2
38463 | 38463 | 0.3 - 0.4 m³/ s........................................................................................................................................................................... | [17 empty] | 6,317.15 |  |  |  | 62.41 |  |  | 118.90 | 367.83 |  | 38463 |  |  |  | 38463 | 6,317.15 62.41 118.90 367.83 38463 | 6317.15 | 62.41 | 118.9 | 367.83 | 6317.15 | 62.41 | 118.9 | 367.83
38464 | 38464 | 0.4 - 0.5 m³/ s........................................................................................................................................................................... | [17 empty] | 6,764.71 |  |  |  | 63.51 |  |  | 119.99 | 369.95 |  | 38464 |  |  |  | 38464 | 6,764.71 63.51 119.99 369.95 38464 | 6764.71 | 63.51 | 119.99 | 369.95 | 6764.71 | 63.51 | 119.99 | 369.95
38465 | 38465 | 0.5 - 0.6 m³/ s........................................................................................................................................................................... | [17 empty] | 6,843.43 |  |  |  | 64.62 |  |  | 121.11 | 374.71 |  | 38465 |  |  |  | 38465 | 6,843.43 64.62 121.11 374.71 38465 | 6843.43 | 64.62 | 121.11 | 374.71 | 6843.43 | 64.62 | 121.11 | 374.71
Dry steam humidifier, steam injection type using electric elements/ electrodes,
automatic water level control, overflow protection and drain connection.
Each
38466 | 38466 | Up to 15 kg/ hr........................................................................................................................................................................ | [17 empty] | 37,362.40 |  |  |  | 176.77 |  |  | 178.61 | 443.18 |  | 38466 |  |  |  | 38466 | 37,362.40 176.77 178.61 443.18 38466 | 37362.4 | 176.77 | 178.61 | 443.18 | 37362.4 | 176.77 | 178.61 | 443.18
38467 | 38467 | 15 - 30 kg/ hr........................................................................................................................................................................... | [17 empty] | 47,062.38 |  |  |  | 220.89 |  |  | 223.19 | 501.32 |  | 38467 |  |  |  | 38467 | 47,062.38 220.89 223.19 501.32 38467 | 47062.38 | 220.89 | 223.19 | 501.32 | 47062.38 | 220.89 | 223.19 | 501.32
38468 | 38468 | 30 - 60 kg/ hr........................................................................................................................................................................... | [17 empty] | 65,598.37 |  |  |  | 264.94 |  |  | 267.68 | 555.83 |  | 38468 |  |  |  | 38468 | 65,598.37 264.94 267.68 555.83 38468 | 65598.37 | 264.94 | 267.68 | 555.83 | 65598.37 | 264.94 | 267.68 | 555.83
38/39
38 | 38 | HEATING, VENTILATION AND AIR-CONDITIONING - EQUIPMENT | [17 empty] | 38
| Item | Item
AIR HANDLING & TREATMENT EQUIPMENT (CONT'D)
| Take | [24 empty] | Take
| Supply | [22 empty] | down |  | down |  | Fix
| Window / wall mounted paper plate type fresh air pre-conditioner c/w motor and 2 fans, air supply/ | [17 empty] | and |  |  |  |  | and |  | and set |  | only
| exhaust pipes, remote controller, a fresh air and washable air filters in both fresh and | [17 empty] | fix |  |  |  |  | clear |  | aside for
| weatherproof covers in exhaust streams, casings and mounting; hinged access | [16 empty] | away | [7 empty] | re-use
openable panel and outdoor-air shutter.
| A | [22 empty] | B |  | C |  | D
| Each |  |  | $ | [19 empty] | $ |  | $ |  | $
38469 | 38469 | 65 m³/ hr - 105 m³/ hr.............................................................................................................................................................. | [17 empty] | 4,610.18 |  |  |  | 231.74 |  |  | 244.52 | 957.22 |  | 38469 |  |  |  | 38469 | 4,610.18 231.74 244.52 957.22 38469 | 4610.18 | 231.74 | 244.52 | 957.22 | 4610.18 | 231.74 | 244.52 | 957.22
38470 | 38470 | 105 m³/ hr – 200 m³/ hr........................................................................................................................................................... | [17 empty] | 7,232.00 |  |  |  | 282.50 |  |  | 293.80 | 1,130.00 |  | 38470 |  |  |  | 38470 | 7,232.00 282.50 293.80 1,130.00 38470 | 7232 | 282.5 | 293.8 | 1130 | 7232 | 282.5 | 293.8 | 1130
Desiccant type fresh air pre-conditioner c/w total energy wheel with desiccant coating,
an exhaust fan motor, flanged collars, a fresh air and washable air filters in both
fresh and exhaust streams, casings and mounting; hinged access openable panel.
Nominal supply air rate at medium speed : -
Each
38471 | 38471 | Up to 0.125 m³/ s..................................................................................................................................................................... | [17 empty] | 16,362.67 |  |  |  | 231.74 |  |  | 244.52 | 784.97 |  | 38471 |  |  |  | 38471 | 16,362.67 231.74 244.52 784.97 38471 | 16362.67 | 231.74 | 244.52 | 784.97 | 16362.67 | 231.74 | 244.52 | 784.97
38472 | 38472 | 0.125 - 0.25 m³/ s.................................................................................................................................................................... | [17 empty] | 22,017.98 |  |  |  | 293.94 |  |  | 305.95 | 808.77 |  | 38472 |  |  |  | 38472 | 22,017.98 293.94 305.95 808.77 38472 | 22017.98 | 293.94 | 305.95 | 808.77 | 22017.98 | 293.94 | 305.95 | 808.77
38473 | 38473 | 0.25 - 0.5 m³/ s........................................................................................................................................................................ | [17 empty] | 43,187.43 |  |  |  | 308.90 |  |  | 326.64 | 844.37 |  | 38473 |  |  |  | 38473 | 43,187.43 308.90 326.64 844.37 38473 | 43187.43 | 308.9 | 326.64 | 844.37 | 43187.43 | 308.9 | 326.64 | 844.37
38474 | 38474 | 0.5 - 0.8 m³/ s........................................................................................................................................................................... | [17 empty] | 53,122.44 |  |  |  | 317.18 |  |  | 343.61 | 862.55 |  | 38474 |  |  |  | 38474 | 53,122.44 317.18 343.61 862.55 38474 | 53122.44 | 317.18 | 343.61 | 862.55 | 53122.44 | 317.18 | 343.61 | 862.55
38475 | 38475 | 0.8 - 1.4 m³/ s........................................................................................................................................................................... | [17 empty] | 84,034.70 |  |  |  | 325.34 |  |  | 352.05 | 883.97 |  | 38475 |  |  |  | 38475 | 84,034.70 325.34 352.05 883.97 38475 | 84034.7 | 325.34 | 352.05 | 883.97 | 84034.7 | 325.34 | 352.05 | 883.97
38476 | 38476 | 1.4 - 2 m³/ s.............................................................................................................................................................................. | [17 empty] | 11,238.03 |  |  |  | 333.90 |  |  | 360.25 | 905.31 |  | 38476 |  |  |  | 38476 | 11,238.03 333.90 360.25 905.31 38476 | 11238.03 | 333.9 | 360.25 | 905.31 | 11238.03 | 333.9 | 360.25 | 905.31
(The actual rate should be : $112,380.30 for Item 38476A)
38477 | 38477 | 2 - 2.9 m³/ s.............................................................................................................................................................................. | [17 empty] | 12,570.54 |  |  |  | 342.08 |  |  | 368.90 | 926.86 |  | 38477 |  |  |  | 38477 | 12,570.54 342.08 368.90 926.86 38477 | 12570.54 | 342.08 | 368.9 | 926.86 | 12570.54 | 342.08 | 368.9 | 926.86
(The actual rate should be : $125,705.40 for Item 38477A)
38478 | 38478 | 2.9 - 3.6 m³/ s........................................................................................................................................................................... | [17 empty] | 14,825.75 |  |  |  | 350.76 |  |  | 377.83 | 948.24 |  | 38478 |  |  |  | 38478 | 14,825.75 350.76 377.83 948.24 38478 | 14825.75 | 350.76 | 377.83 | 948.24 | 14825.75 | 350.76 | 377.83 | 948.24
(The actual rate should be : $148,257.50 for Item 38478A)
38/40
38 | 38 | HEATING, VENTILATION AND AIR-CONDITIONING - EQUIPMENT | [17 empty] | 38
| Item | Item
AIR HANDLING & TREATMENT EQUIPMENT (CONT'D)
| Take | [24 empty] | Take
| Paper plate type fresh air pre-conditioner c/w supply air fan, non-flammable heat | [16 empty] | Supply | [5 empty] | down |  | down |  | Fix
| exchange element, exhaust air fan and resin set (washable) filter, motor, flanged | [16 empty] | and | [5 empty] | and |  | and set |  | only
| collars, indoor and outdoor temperature sensors, remote controller. | [16 empty] | fix | [5 empty] | clear |  | aside for
| away | [24 empty] | re-use
Ceiling mounted ducted type, nominal supply air rate at medium speed : -
| A | [22 empty] | B |  | C |  | D
| Each |  |  | $ | [19 empty] | $ |  | $ |  | $
38479 | 38479 | Up to 0.05 m³/ s....................................................................................................................................................................... | [17 empty] | 18,240.75 |  |  |  | 299.32 |  |  | 355.40 | 1,177.75 |  | 38479 |  |  |  | 38479 | 18,240.75 299.32 355.40 1,177.75 38479 | 18240.75 | 299.32 | 355.4 | 1177.75 | 18240.75 | 299.32 | 355.4 | 1177.75
38480 | 38480 | 0.05 - 0.25 m³/ s...................................................................................................................................................................... | [17 empty] | 34,110.74 |  |  |  | 351.03 |  |  | 414.64 | 1,340.74 |  | 38480 |  |  |  | 38480 | 34,110.74 351.03 414.64 1,340.74 38480 | 34110.74 | 351.03 | 414.64 | 1340.74 | 34110.74 | 351.03 | 414.64 | 1340.74
38481 | 38481 | 0.25 - 0.5 m³/ s........................................................................................................................................................................ | [17 empty] | 62,676.72 |  |  |  | 415.65 |  |  | 488.69 | 1,544.48 |  | 38481 |  |  |  | 38481 | 62,676.72 415.65 488.69 1,544.48 38481 | 62676.72 | 415.65 | 488.69 | 1544.48 | 62676.72 | 415.65 | 488.69 | 1544.48
38482 | 38482 | 0.5 - 0.8 m³/ s........................................................................................................................................................................... | [17 empty] | 75,916.96 |  |  |  | 493.21 |  |  | 577.55 | 1,788.96 |  | 38482 |  |  |  | 38482 | 75,916.96 493.21 577.55 1,788.96 38482 | 75916.96 | 493.21 | 577.55 | 1788.96 | 75916.96 | 493.21 | 577.55 | 1788.96
38483 | 38483 | 0.8 - 1.4 m³/ s........................................................................................................................................................................... | [17 empty] | 97,582.81 |  |  |  | 565.70 |  |  | 675.35 | 2,065.45 |  | 38483 |  |  |  | 38483 | 97,582.81 565.70 675.35 2,065.45 38483 | 97582.81 | 565.7 | 675.35 | 2065.45 | 97582.81 | 565.7 | 675.35 | 2065.45
38484 | 38484 | 1.4 - 2 m³/ s.............................................................................................................................................................................. | [17 empty] | 12,647.06 |  |  |  | 658.57 |  |  | 762.57 | 2,340.89 |  | 38484 |  |  |  | 38484 | 12,647.06 658.57 762.57 2,340.89 38484 | 12647.06 | 658.57 | 762.57 | 2340.89 | 12647.06 | 658.57 | 762.57 | 2340.89
(The actual rate should be : $126,470.60 for Item 38484A)
38485 | 38485 | 2 - 2.9 m³/ s.............................................................................................................................................................................. | [17 empty] | 16,258.04 |  |  |  | 730.74 |  |  | 834.10 | 2,545.53 |  | 38485 |  |  |  | 38485 | 16,258.04 730.74 834.10 2,545.53 38485 | 16258.04 | 730.74 | 834.1 | 2545.53 | 16258.04 | 730.74 | 834.1 | 2545.53
(The actual rate should be : $162,580.40 for Item 38485A)
38486 | 38486 | 2.9 - 3.6 m³/ s........................................................................................................................................................................... | [17 empty] | 20,109.74 |  |  |  | 846.87 |  |  | 936.92 | 2,808.77 |  | 38486 |  |  |  | 38486 | 20,109.74 846.87 936.92 2,808.77 38486 | 20109.74 | 846.87 | 936.92 | 2808.77 | 20109.74 | 846.87 | 936.92 | 2808.77
(The actual rate should be : $201,097.40 for Item 38486A)
Thermostat and humidistat : -
Each
38487 | 38487 | Space thermostat/ controller c/w wiring, conduit and necessary accessories........................................................................ | [17 empty] | 303.52 |  |  |  | 7.45 |  |  | 9.27 | 47.26 |  | 38487 |  |  |  | 38487 | 303.52 7.45 9.27 47.26 38487 | 303.52 | 7.45 | 9.27 | 47.26 | 303.52 | 7.45 | 9.27 | 47.26
38488 | 38488 | Space thermostat/ controller with digital setting and monitoring display c/w wiring, conduit and all
| functional accessories............................................................................................................................................................ | [18 empty] | 654.16 |  |  |  | 7.45 |  |  | 9.27 | 47.26 |  | 38488 |  |  |  | 38488 | 654.16 7.45 9.27 47.26 38488 | 654.16 | 7.45 | 9.27 | 47.26 | 654.16 | 7.45 | 9.27 | 47.26
38489 | 38489 | Space humidistat c/w wiring, conduit and necessary accessories.......................................................................................... | [17 empty] | 298.84 |  |  |  | 7.45 |  |  | 9.27 | 47.26 |  | 38489 |  |  |  | 38489 | 298.84 7.45 9.27 47.26 38489 | 298.84 | 7.45 | 9.27 | 47.26 | 298.84 | 7.45 | 9.27 | 47.26
38/41
38 | 38 | HEATING, VENTILATION AND AIR-CONDITIONING - EQUIPMENT | [17 empty] | 38
| Item | Item
AIR HANDLING & TREATMENT EQUIPMENT (CONT'D)
Electrostatic precipitator c/w galvanized sheet metal housing, auto clean electrostatic filter
| c/w ioniser collector section and motorized washer/ adhesive applicator section, solenoid valve, | [17 empty] | Take | [6 empty] | Take
| manifold drive motor, manifold limit switch, timer control with field adjustable timer and | [17 empty] | Supply |  |  |  |  | down |  | down |  | Fix
| timer bypass switch, access door with indicating light, internal panel with LED lights and | [17 empty] | and |  |  |  |  | and |  | and set |  | only
| digital readout, at least 10 to 15 steps of output voltage adjustment, remote relays, | [17 empty] | fix |  |  |  |  | clear |  | aside for
| power supply indicating lamps, circuit breaker, manual reset button, | [16 empty] | away | [7 empty] | re-use
time delay safety type door interlock switches : -
Nominal air supply rate : -
| A | [22 empty] | B |  | C |  | D
| Each |  |  | $ | [19 empty] | $ |  | $ |  | $
38490 | 38490 | Up to 1.5 m³/ s......................................................................................................................................................................... | [17 empty] | 30,898.44 |  |  |  | 1,125.17 |  |  | 1,716.71 | 6,015.24 |  | 38490 |  |  |  | 38490 | 30,898.44 1,125.17 1,716.71 6,015.24 38490 | 30898.44 | 1125.17 | 1716.71 | 6015.24 | 30898.44 | 1125.17 | 1716.71 | 6015.24
38491 | 38491 | 1.5 - 3 m³/ s.............................................................................................................................................................................. | [17 empty] | 41,508.10 |  |  |  | 1,362.59 |  |  | 2,019.23 | 6,780.25 |  | 38491 |  |  |  | 38491 | 41,508.10 1,362.59 2,019.23 6,780.25 38491 | 41508.1 | 1362.59 | 2019.23 | 6780.25 | 41508.1 | 1362.59 | 2019.23 | 6780.25
38492 | 38492 | 3 - 4.5 m³/ s.............................................................................................................................................................................. | [17 empty] | 57,120.14 |  |  |  | 1,650.12 |  |  | 2,375.08 | 7,642.57 |  | 38492 |  |  |  | 38492 | 57,120.14 1,650.12 2,375.08 7,642.57 38492 | 57120.14 | 1650.12 | 2375.08 | 7642.57 | 57120.14 | 1650.12 | 2375.08 | 7642.57
38493 | 38493 | 4.5 - 6 m³/ s.............................................................................................................................................................................. | [17 empty] | 65,077.39 |  |  |  | 1,998.32 |  |  | 2,793.62 | 8,614.54 |  | 38493 |  |  |  | 38493 | 65,077.39 1,998.32 2,793.62 8,614.54 38493 | 65077.39 | 1998.32 | 2793.62 | 8614.54 | 65077.39 | 1998.32 | 2793.62 | 8614.54
38494 | 38494 | 6 - 9 m³/ s................................................................................................................................................................................. | [17 empty] | 90,414.96 |  |  |  | 2,419.99 |  |  | 3,285.93 | 9,710.13 |  | 38494 |  |  |  | 38494 | 90,414.96 2,419.99 3,285.93 9,710.13 38494 | 90414.96 | 2419.99 | 3285.93 | 9710.13 | 90414.96 | 2419.99 | 3285.93 | 9710.13
38495 | 38495 | 9 - 12 m³/ s............................................................................................................................................................................... | [17 empty] | 10,544.53 |  |  |  | 3,010.33 |  |  | 3,975.16 | 11,243.96 |  | 38495 |  |  |  | 38495 | 10,544.53 3,010.33 3,975.16 11,243.96 38495 | 10544.53 | 3010.33 | 3975.16 | 11243.96 | 10544.53 | 3010.33 | 3975.16 | 11243.96
(The actual rate should be : $105,445.30 for Item 38495A)
38496 | 38496 | 12 - 15 m³/ s............................................................................................................................................................................. | [17 empty] | 12,754.88 |  |  |  | 3,541.74 |  |  | 4,712.80 | 12,633.06 |  | 38496 |  |  |  | 38496 | 12,754.88 3,541.74 4,712.80 12,633.06 38496 | 12754.88 | 3541.74 | 4712.8 | 12633.06 | 12754.88 | 3541.74 | 4712.8 | 12633.06
(The actual rate should be : $127,548.80 for Item 38496A)
Thermo ventilator
Ceiling mounted thermo ventilator c/w PTC heater, fan motors shall have minimum 2-step air
flow rate changeover and c/w a remote controller of on/ off, 'Hi/ Lo speed operation,
adjustable air direction, timer, filters, including all supporting framework and
all necessary accessories : -
Each
38497 | 38497 | Minimum air flow rate 175 m³/ hr.......................................................................................................................................... | [17 empty] | 1,821.13 |  |  |  | 61.29 |  |  | 77.17 | 311.99 |  | 38497 |  |  |  | 38497 | 1,821.13 61.29 77.17 311.99 38497 | 1821.13 | 61.29 | 77.17 | 311.99 | 1821.13 | 61.29 | 77.17 | 311.99
Portable type air-conditioner
Portable type air-conditioner using refrigerant R410A, fan motors shall have 'minimum 2-stepair
flow rate changeover and c/w a remote controller of on/ off, 'Hi/ Lo' speed operation,
timer, filters, casters : -
Cooling capacity : -
Each
38498 | 38498 | Up to 3.0 kW........................................................................................................................................................................... | [17 empty] | 1,181.74 |  |  |  | 24.24 |  |  | 30.33 | 88.42 |  | 38498 |  |  |  | 38498 | 1,181.74 24.24 30.33 88.42 38498 | 1181.74 | 24.24 | 30.33 | 88.42 | 1181.74 | 24.24 | 30.33 | 88.42
38499 | 38499 | 3.0 to 4.4 kW........................................................................................................................................................................... | [17 empty] | 1,467.40 |  |  |  | 24.24 |  |  | 30.33 | 88.42 |  | 38499 |  |  |  | 38499 | 1,467.40 24.24 30.33 88.42 38499 | 1467.4 | 24.24 | 30.33 | 88.42 | 1467.4 | 24.24 | 30.33 | 88.42
38/42
38 | 38 | HEATING, VENTILATION AND AIR-CONDITIONING - EQUIPMENT | [17 empty] | 38
| Item | Item
WATER TANK AND ACCESSORIES
| Take | [24 empty] | Take
| Supply | [22 empty] | down |  | down |  | Fix
| Water tank |  |  |  | and | [18 empty] | and |  | and set |  | only
| fix | [22 empty] | clear |  | aside for
| Sheet metal water tank (feed & expansion) c/w ball valve, vent, overflow, drain and mild | [17 empty] | away | [6 empty] | re-use
steel support, anti-rust painting & accessories of effective water capacity : -
| A | [22 empty] | B |  | C |  | D
| Each |  |  | $ | [19 empty] | $ |  | $ |  | $
38500 | 38500 | Up to 250 litres........................................................................................................................................................................ | [17 empty] | 8,026.41 |  |  |  | 110.91 |  |  | 194.42 | 787.43 |  | 38500 |  |  |  | 38500 | 8,026.41 110.91 194.42 787.43 38500 | 8026.41 | 110.91 | 194.42 | 787.43 | 8026.41 | 110.91 | 194.42 | 787.43
38501 | 38501 | 250 litres - 350 litres............................................................................................................................................................... | [17 empty] | 8,840.30 |  |  |  | 138.25 |  |  | 223.52 | 887.79 |  | 38501 |  |  |  | 38501 | 8,840.30 138.25 223.52 887.79 38501 | 8840.3 | 138.25 | 223.52 | 887.79 | 8840.3 | 138.25 | 223.52 | 887.79
38502 | 38502 | 350 litres - 500 litres............................................................................................................................................................... | [17 empty] | 11,642.05 |  |  |  | 165.85 |  |  | 251.19 | 981.84 |  | 38502 |  |  |  | 38502 | 11,642.05 165.85 251.19 981.84 38502 | 11642.05 | 165.85 | 251.19 | 981.84 | 11642.05 | 165.85 | 251.19 | 981.84
Reinforced fiberglass water tank (feed & expansion) c/w ball valve, vent, overflow, drain and
mild steel support, painting & accessories of effective water capacity : -
Each
38503 | 38503 | Up to 250 litres........................................................................................................................................................................ | [17 empty] | 4,948.90 |  |  |  | 154.14 |  |  | 249.17 | 883.06 |  | 38503 |  |  |  | 38503 | 4,948.90 154.14 249.17 883.06 38503 | 4948.9 | 154.14 | 249.17 | 883.06 | 4948.9 | 154.14 | 249.17 | 883.06
38504 | 38504 | 250 litres - 350 litres............................................................................................................................................................... | [17 empty] | 8,632.00 |  |  |  | 192.14 |  |  | 286.46 | 995.61 |  | 38504 |  |  |  | 38504 | 8,632.00 192.14 286.46 995.61 38504 | 8632 | 192.14 | 286.46 | 995.61 | 8632 | 192.14 | 286.46 | 995.61
38505 | 38505 | 350 litres - 500 litres............................................................................................................................................................... | [17 empty] | 9,077.98 |  |  |  | 230.49 |  |  | 321.93 | 1,101.08 |  | 38505 |  |  |  | 38505 | 9,077.98 230.49 321.93 1,101.08 38505 | 9077.98 | 230.49 | 321.93 | 1101.08 | 9077.98 | 230.49 | 321.93 | 1101.08
Water level controller : -
Each
38506 | 38506 | Three water level controller for water tank for pump control and alarm c/w probes, contacts,
| wiring and electrical connection to pump control panel and accessories.............................................................................. | [18 empty] | 1,481.31 |  |  |  | 61.54 |  |  | 110.70 | 184.34 |  | 38506 |  |  |  | 38506 | 1,481.31 61.54 110.70 184.34 38506 | 1481.31 | 61.54 | 110.7 | 184.34 | 1481.31 | 61.54 | 110.7 | 184.34
Chilled water differential pressure by-pass valve system
Each
38507 | 38507 | Chilled water differential pressure by-pass valve system c/w 80 dia. ball valve comprise of
| modulating actuator with signal output & pressure controller............................................................................................... | [18 empty] | 11,840.55 |  |  |  | 157.68 |  |  | 235.41 | 968.40 |  | 38507 |  |  |  | 38507 | 11,840.55 157.68 235.41 968.40 38507 | 11840.55 | 157.68 | 235.41 | 968.4 | 11840.55 | 157.68 | 235.41 | 968.4
38/43
38 | 38 | HEATING, VENTILATION AND AIR-CONDITIONING - EQUIPMENT | [17 empty] | 38
| Item | Item
PUMP & ACCESSORIES
| Take | [24 empty] | Take
| Supply | [22 empty] | down |  | down |  | Fix
| Centrifugal fresh water pump for non-portable application, horizontal split casing | [16 empty] | and | [5 empty] | and |  | and set |  | only
| type, c/w motor, strainer, drain and vent, orifice plates, starters and local control | [16 empty] | fix | [5 empty] | clear |  | aside for
| panel : - |  |  | away | [21 empty] | re-use
| A | [22 empty] | B |  | C |  | D
| Each |  |  | $ | [19 empty] | $ |  | $ |  | $
38508 | 38508 | Up to 2.5 kW........................................................................................................................................................................... | [17 empty] | 20,746.80 |  |  |  | 93.50 |  |  | 126.17 | 686.05 |  | 38508 |  |  |  | 38508 | 20,746.80 93.50 126.17 686.05 38508 | 20746.8 | 93.5 | 126.17 | 686.05 | 20746.8 | 93.5 | 126.17 | 686.05
38509 | 38509 | 2.5 - 5 kW................................................................................................................................................................................ | [17 empty] | 22,577.40 |  |  |  | 96.61 |  |  | 129.38 | 728.68 |  | 38509 |  |  |  | 38509 | 22,577.40 96.61 129.38 728.68 38509 | 22577.4 | 96.61 | 129.38 | 728.68 | 22577.4 | 96.61 | 129.38 | 728.68
38510 | 38510 | 5 - 10 kW................................................................................................................................................................................. | [17 empty] | 40,679.74 |  |  |  | 101.27 |  |  | 134.19 | 792.62 |  | 38510 |  |  |  | 38510 | 40,679.74 101.27 134.19 792.62 38510 | 40679.74 | 101.27 | 134.19 | 792.62 | 40679.74 | 101.27 | 134.19 | 792.62
38511 | 38511 | 10 - 15 kW............................................................................................................................................................................... | [17 empty] | 46,931.26 |  |  |  | 107.49 |  |  | 140.61 | 877.88 |  | 38511 |  |  |  | 38511 | 46,931.26 107.49 140.61 877.88 38511 | 46931.26 | 107.49 | 140.61 | 877.88 | 46931.26 | 107.49 | 140.61 | 877.88
38512 | 38512 | 15 - 20 kW............................................................................................................................................................................... | [17 empty] | 53,201.19 |  |  |  | 113.78 |  |  | 146.44 | 1,022.96 |  | 38512 |  |  |  | 38512 | 53,201.19 113.78 146.44 1,022.96 38512 | 53201.19 | 113.78 | 146.44 | 1022.96 | 53201.19 | 113.78 | 146.44 | 1022.96
38513 | 38513 | 20 - 30 kW............................................................................................................................................................................... | [17 empty] | 59,811.65 |  |  |  | 120.16 |  |  | 153.33 | 1,122.53 |  | 38513 |  |  |  | 38513 | 59,811.65 120.16 153.33 1,122.53 38513 | 59811.65 | 120.16 | 153.33 | 1122.53 | 59811.65 | 120.16 | 153.33 | 1122.53
Centrifugal salt water pump, horizontal split casing type, c/w motor, strainer, drain
and vent, orifice plates, starters and local control panel : -
Each
38514 | 38514 | Up to 2.5 kW........................................................................................................................................................................... | [17 empty] | 36,001.80 |  |  |  | 93.50 |  |  | 126.17 | 686.05 |  | 38514 |  |  |  | 38514 | 36,001.80 93.50 126.17 686.05 38514 | 36001.8 | 93.5 | 126.17 | 686.05 | 36001.8 | 93.5 | 126.17 | 686.05
38515 | 38515 | 2.5 - 5 kW................................................................................................................................................................................ | [17 empty] | 37,222.20 |  |  |  | 96.61 |  |  | 129.38 | 728.68 |  | 38515 |  |  |  | 38515 | 37,222.20 96.61 129.38 728.68 38515 | 37222.2 | 96.61 | 129.38 | 728.68 | 37222.2 | 96.61 | 129.38 | 728.68
38516 | 38516 | 5 - 10 kW................................................................................................................................................................................. | [17 empty] | 48,195.14 |  |  |  | 101.27 |  |  | 134.19 | 792.62 |  | 38516 |  |  |  | 38516 | 48,195.14 101.27 134.19 792.62 38516 | 48195.14 | 101.27 | 134.19 | 792.62 | 48195.14 | 101.27 | 134.19 | 792.62
38517 | 38517 | 10 - 15 kW............................................................................................................................................................................... | [17 empty] | 56,506.78 |  |  |  | 107.49 |  |  | 140.61 | 877.88 |  | 38517 |  |  |  | 38517 | 56,506.78 107.49 140.61 877.88 38517 | 56506.78 | 107.49 | 140.61 | 877.88 | 56506.78 | 107.49 | 140.61 | 877.88
38518 | 38518 | 15 - 20 kW............................................................................................................................................................................... | [17 empty] | 62,832.81 |  |  |  | 113.78 |  |  | 146.44 | 1,022.96 |  | 38518 |  |  |  | 38518 | 62,832.81 113.78 146.44 1,022.96 38518 | 62832.81 | 113.78 | 146.44 | 1022.96 | 62832.81 | 113.78 | 146.44 | 1022.96
38519 | 38519 | 20 - 30 kW............................................................................................................................................................................... | [17 empty] | 69,469.39 |  |  |  | 120.16 |  |  | 153.33 | 1,122.53 |  | 38519 |  |  |  | 38519 | 69,469.39 120.16 153.33 1,122.53 38519 | 69469.39 | 120.16 | 153.33 | 1122.53 | 69469.39 | 120.16 | 153.33 | 1122.53
38520 | 38520 | 30 - 50 kW............................................................................................................................................................................... | [17 empty] | 76,991.30 |  |  |  | 126.55 |  |  | 159.33 | 1,222.92 |  | 38520 |  |  |  | 38520 | 76,991.30 126.55 159.33 1,222.92 38520 | 76991.3 | 126.55 | 159.33 | 1222.92 | 76991.3 | 126.55 | 159.33 | 1222.92
Fresh water pump for portable application, vertical multi-stage centrifugal type, c/w
motor, strainer, drain and vent, orifice plates, starters and local control panel : -
Each
38521 | 38521 | Up to 2.5 kW........................................................................................................................................................................... | [17 empty] | 27,128.05 |  |  |  | 93.50 |  |  | 126.17 | 686.05 |  | 38521 |  |  |  | 38521 | 27,128.05 93.50 126.17 686.05 38521 | 27128.05 | 93.5 | 126.17 | 686.05 | 27128.05 | 93.5 | 126.17 | 686.05
38522 | 38522 | 2.5 - 5 kW................................................................................................................................................................................ | [17 empty] | 32,459.08 |  |  |  | 96.61 |  |  | 129.38 | 728.68 |  | 38522 |  |  |  | 38522 | 32,459.08 96.61 129.38 728.68 38522 | 32459.08 | 96.61 | 129.38 | 728.68 | 32459.08 | 96.61 | 129.38 | 728.68
38523 | 38523 | 5 - 10 kW................................................................................................................................................................................. | [17 empty] | 58,965.02 |  |  |  | 101.27 |  |  | 134.19 | 792.62 |  | 38523 |  |  |  | 38523 | 58,965.02 101.27 134.19 792.62 38523 | 58965.02 | 101.27 | 134.19 | 792.62 | 58965.02 | 101.27 | 134.19 | 792.62
38524 | 38524 | 10 - 15 kW............................................................................................................................................................................... | [17 empty] | 80,203.88 |  |  |  | 107.49 |  |  | 140.61 | 877.88 |  | 38524 |  |  |  | 38524 | 80,203.88 107.49 140.61 877.88 38524 | 80203.88 | 107.49 | 140.61 | 877.88 | 80203.88 | 107.49 | 140.61 | 877.88
38525 | 38525 | 15 - 20 kW............................................................................................................................................................................... | [17 empty] | 96,214.16 |  |  |  | 113.78 |  |  | 146.44 | 1,022.96 |  | 38525 |  |  |  | 38525 | 96,214.16 113.78 146.44 1,022.96 38525 | 96214.16 | 113.78 | 146.44 | 1022.96 | 96214.16 | 113.78 | 146.44 | 1022.96
38526 | 38526 | 20 - 30 kW............................................................................................................................................................................... | [17 empty] | 14,919.77 |  |  |  | 120.16 |  |  | 153.33 | 1,122.53 |  | 38526 |  |  |  | 38526 | 14,919.77 120.16 153.33 1,122.53 38526 | 14919.77 | 120.16 | 153.33 | 1122.53 | 14919.77 | 120.16 | 153.33 | 1122.53
(The actual rate should be : $149,197.70 for Item 38526A)
38/44
38 | 38 | HEATING, VENTILATION AND AIR-CONDITIONING - EQUIPMENT | [17 empty] | 38
| Item | Item
PUMP & ACCESSORIES
| Take | [24 empty] | Take
| Supply | [22 empty] | down |  | down |  | Fix
| Fresh water pump for non-portable application, vertical spindle type centrifugal | [16 empty] | and | [5 empty] | and |  | and set |  | only
| type, multi-stage configuration (if required), c/w motor, strainer, drain and vent, | [16 empty] | fix | [5 empty] | clear |  | aside for
| orifice plates, starters and local control panel : - | [11 empty] | away | [12 empty] | re-use
| A | [22 empty] | B |  | C |  | D
| Each |  |  | $ | [19 empty] | $ |  | $ |  | $
38527 | 38527 | Up to 2.5 kW........................................................................................................................................................................... | [17 empty] | 16,686.85 |  |  |  | 93.50 |  |  | 126.17 | 686.05 |  | 38527 |  |  |  | 38527 | 16,686.85 93.50 126.17 686.05 38527 | 16686.85 | 93.5 | 126.17 | 686.05 | 16686.85 | 93.5 | 126.17 | 686.05
38528 | 38528 | 2.5 - 5 kW................................................................................................................................................................................ | [17 empty] | 24,594.28 |  |  |  | 96.61 |  |  | 129.38 | 728.68 |  | 38528 |  |  |  | 38528 | 24,594.28 96.61 129.38 728.68 38528 | 24594.28 | 96.61 | 129.38 | 728.68 | 24594.28 | 96.61 | 129.38 | 728.68
38529 | 38529 | 5 - 10 kW................................................................................................................................................................................. | [17 empty] | 31,980.62 |  |  |  | 101.27 |  |  | 134.19 | 792.62 |  | 38529 |  |  |  | 38529 | 31,980.62 101.27 134.19 792.62 38529 | 31980.62 | 101.27 | 134.19 | 792.62 | 31980.62 | 101.27 | 134.19 | 792.62
38530 | 38530 | 10 - 15 kW............................................................................................................................................................................... | [17 empty] | 38,504.10 |  |  |  | 107.49 |  |  | 140.61 | 877.88 |  | 38530 |  |  |  | 38530 | 38,504.10 107.49 140.61 877.88 38530 | 38504.1 | 107.49 | 140.61 | 877.88 | 38504.1 | 107.49 | 140.61 | 877.88
38531 | 38531 | 15 - 20 kW............................................................................................................................................................................... | [17 empty] | 45,027.58 |  |  |  | 113.78 |  |  | 146.44 | 1,022.96 |  | 38531 |  |  |  | 38531 | 45,027.58 113.78 146.44 1,022.96 38531 | 45027.58 | 113.78 | 146.44 | 1022.96 | 45027.58 | 113.78 | 146.44 | 1022.96
38532 | 38532 | 20 - 30 kW............................................................................................................................................................................... | [17 empty] | 58,074.53 |  |  |  | 120.16 |  |  | 153.33 | 1,122.53 |  | 38532 |  |  |  | 38532 | 58,074.53 120.16 153.33 1,122.53 38532 | 58074.53 | 120.16 | 153.33 | 1122.53 | 58074.53 | 120.16 | 153.33 | 1122.53
Waste water pump c/w motor, strainer, drain
and vent, orifice plates, starters and local control panel : -
Each
38533 | 38533 | Up to 2.5 kW........................................................................................................................................................................... | [17 empty] | 25,628.40 |  |  |  | 93.50 |  |  | 126.17 | 686.05 |  | 38533 |  |  |  | 38533 | 25,628.40 93.50 126.17 686.05 38533 | 25628.4 | 93.5 | 126.17 | 686.05 | 25628.4 | 93.5 | 126.17 | 686.05
38534 | 38534 | 2.5 - 5 kW................................................................................................................................................................................ | [17 empty] | 26,848.80 |  |  |  | 96.61 |  |  | 129.38 | 728.68 |  | 38534 |  |  |  | 38534 | 26,848.80 96.61 129.38 728.68 38534 | 26848.8 | 96.61 | 129.38 | 728.68 | 26848.8 | 96.61 | 129.38 | 728.68
38535 | 38535 | 5 - 10 kW................................................................................................................................................................................. | [17 empty] | 48,229.99 |  |  |  | 101.27 |  |  | 134.19 | 792.62 |  | 38535 |  |  |  | 38535 | 48,229.99 101.27 134.19 792.62 38535 | 48229.99 | 101.27 | 134.19 | 792.62 | 48229.99 | 101.27 | 134.19 | 792.62
38536 | 38536 | 10 - 15 kW............................................................................................................................................................................... | [17 empty] | 56,072.88 |  |  |  | 107.49 |  |  | 140.61 | 877.88 |  | 38536 |  |  |  | 38536 | 56,072.88 107.49 140.61 877.88 38536 | 56072.88 | 107.49 | 140.61 | 877.88 | 56072.88 | 107.49 | 140.61 | 877.88
38537 | 38537 | 15 - 20 kW............................................................................................................................................................................... | [17 empty] | 63,595.77 |  |  |  | 113.78 |  |  | 146.44 | 1,022.96 |  | 38537 |  |  |  | 38537 | 63,595.77 113.78 146.44 1,022.96 38537 | 63595.77 | 113.78 | 146.44 | 1022.96 | 63595.77 | 113.78 | 146.44 | 1022.96
38/45
38 | 38 | HEATING, VENTILATION AND AIR-CONDITIONING - EQUIPMENT | [17 empty] | 38
| Item | Item
| PUMP & ACCESSORIES (CONT'D) | [11 empty] | Take | [12 empty] | Take
| Supply | [22 empty] | down |  | down |  | Fix
| and | [22 empty] | and |  | and set |  | only
| Water booster pump set (1 duty and 1 standby) c/w motor as a composite unit, strainer, | [17 empty] | fix |  |  |  |  | clear |  | aside for
| drain and vent, starters, local control panel, membrane pressure vessel and sensors : - | [17 empty] | away | [6 empty] | re-use
| A | [22 empty] | B |  | C |  | D
| Each |  |  | $ | [19 empty] | $ |  | $ |  | $
38538 | 38538 | Up to 2.5 kW........................................................................................................................................................................... | [17 empty] | 62,381.68 |  |  |  | 336.99 |  |  | 491.70 | 1,361.68 |  | 38538 |  |  |  | 38538 | 62,381.68 336.99 491.70 1,361.68 38538 | 62381.68 | 336.99 | 491.7 | 1361.68 | 62381.68 | 336.99 | 491.7 | 1361.68
38539 | 38539 | 2.5 - 5 kW................................................................................................................................................................................ | [17 empty] | 93,295.47 |  |  |  | 352.64 |  |  | 522.99 | 1,498.21 |  | 38539 |  |  |  | 38539 | 93,295.47 352.64 522.99 1,498.21 38539 | 93295.47 | 352.64 | 522.99 | 1498.21 | 93295.47 | 352.64 | 522.99 | 1498.21
38540 | 38540 | 5 - 10 kW................................................................................................................................................................................. | [17 empty] | 11,786.22 |  |  |  | 376.11 |  |  | 569.92 | 1,703.00 |  | 38540 |  |  |  | 38540 | 11,786.22 376.11 569.92 1,703.00 38540 | 11786.22 | 376.11 | 569.92 | 1703 | 11786.22 | 376.11 | 569.92 | 1703
(The actual rate should be : $117,862.20 for Item 38540A)
38541 | 38541 | 10 - 15 kW............................................................................................................................................................................... | [17 empty] | 13,321.14 |  |  |  | 407.40 |  |  | 632.50 | 1,976.06 |  | 38541 |  |  |  | 38541 | 13,321.14 407.40 632.50 1,976.06 38541 | 13321.14 | 407.4 | 632.5 | 1976.06 | 13321.14 | 407.4 | 632.5 | 1976.06
(The actual rate should be : $133,211.40 for Item 38541A)
38542 | 38542 | 15 - 20 kW............................................................................................................................................................................... | [17 empty] | 14,286.09 |  |  |  | 437.28 |  |  | 693.64 | 2,249.40 |  | 38542 |  |  |  | 38542 | 14,286.09 437.28 693.64 2,249.40 38542 | 14286.09 | 437.28 | 693.64 | 2249.4 | 14286.09 | 437.28 | 693.64 | 2249.4
(The actual rate should be : $142,860.90 for Item 38542A)
Flush water pump c/w motor, strainer, drain and vent, starters and local control panel : -
Each
38543 | 38543 | Up to 2.5 kW........................................................................................................................................................................... | [17 empty] | 25,628.40 |  |  |  | 93.50 |  |  | 126.17 | 686.05 |  | 38543 |  |  |  | 38543 | 25,628.40 93.50 126.17 686.05 38543 | 25628.4 | 93.5 | 126.17 | 686.05 | 25628.4 | 93.5 | 126.17 | 686.05
38544 | 38544 | 2.5 - 5 kW................................................................................................................................................................................ | [17 empty] | 26,848.80 |  |  |  | 96.61 |  |  | 129.38 | 728.68 |  | 38544 |  |  |  | 38544 | 26,848.80 96.61 129.38 728.68 38544 | 26848.8 | 96.61 | 129.38 | 728.68 | 26848.8 | 96.61 | 129.38 | 728.68
38545 | 38545 | 5 - 10 kW................................................................................................................................................................................. | [17 empty] | 48,229.99 |  |  |  | 101.27 |  |  | 134.19 | 792.62 |  | 38545 |  |  |  | 38545 | 48,229.99 101.27 134.19 792.62 38545 | 48229.99 | 101.27 | 134.19 | 792.62 | 48229.99 | 101.27 | 134.19 | 792.62
38546 | 38546 | 10 - 15 kW............................................................................................................................................................................... | [17 empty] | 56,072.88 |  |  |  | 107.49 |  |  | 140.61 | 877.88 |  | 38546 |  |  |  | 38546 | 56,072.88 107.49 140.61 877.88 38546 | 56072.88 | 107.49 | 140.61 | 877.88 | 56072.88 | 107.49 | 140.61 | 877.88
38547 | 38547 | 15 - 20 kW............................................................................................................................................................................... | [17 empty] | 63,595.77 |  |  |  | 113.78 |  |  | 146.44 | 1,022.96 |  | 38547 |  |  |  | 38547 | 63,595.77 113.78 146.44 1,022.96 38547 | 63595.77 | 113.78 | 146.44 | 1022.96 | 63595.77 | 113.78 | 146.44 | 1022.96
Centrifugal hot water pump, horizontal split casing type, c/w motor, starters and local
control panel : -
Each
38548 | 38548 | Up to 2.5 kW........................................................................................................................................................................... | [17 empty] | 51,415.00 |  |  |  | 93.50 |  |  | 126.17 | 686.05 |  | 38548 |  |  |  | 38548 | 51,415.00 93.50 126.17 686.05 38548 | 51415 | 93.5 | 126.17 | 686.05 | 51415 | 93.5 | 126.17 | 686.05
38549 | 38549 | 2.5 - 5 kW................................................................................................................................................................................ | [17 empty] | 52,545.00 |  |  |  | 96.61 |  |  | 129.38 | 728.68 |  | 38549 |  |  |  | 38549 | 52,545.00 96.61 129.38 728.68 38549 | 52545 | 96.61 | 129.38 | 728.68 | 52545 | 96.61 | 129.38 | 728.68
38550 | 38550 | 5 - 10 kW................................................................................................................................................................................. | [17 empty] | 87,001.61 |  |  |  | 101.27 |  |  | 134.19 | 792.62 |  | 38550 |  |  |  | 38550 | 87,001.61 101.27 134.19 792.62 38550 | 87001.61 | 101.27 | 134.19 | 792.62 | 87001.61 | 101.27 | 134.19 | 792.62
38551 | 38551 | 10 - 15 kW............................................................................................................................................................................... | [17 empty] | 10,120.20 |  |  |  | 107.49 |  |  | 140.61 | 877.88 |  | 38551 |  |  |  | 38551 | 10,120.20 107.49 140.61 877.88 38551 | 10120.2 | 107.49 | 140.61 | 877.88 | 10120.2 | 107.49 | 140.61 | 877.88
(The actual rate should be : $101,202.00 for Item 38551A)
38552 | 38552 | 15 - 20 kW............................................................................................................................................................................... | [17 empty] | 11,502.88 |  |  |  | 113.78 |  |  | 146.44 | 1,022.96 |  | 38552 |  |  |  | 38552 | 11,502.88 113.78 146.44 1,022.96 38552 | 11502.88 | 113.78 | 146.44 | 1022.96 | 11502.88 | 113.78 | 146.44 | 1022.96
(The actual rate should be : $115,028.80 for Item 38552A)
38/46
38 | 38 | HEATING, VENTILATION AND AIR-CONDITIONING - EQUIPMENT | [17 empty] | 38
| Item | Item
PUMP & ACCESSORIES (CONT'D)
| Take | [24 empty] | Take
| Supply | [22 empty] | down |  | down |  | Fix
| Submersible type sewage pump (max. 10m discharge head) up to 5m water depth, | [17 empty] | and |  |  |  |  | and |  | and set |  | only
| handling sewage containing solid particles up to 50 mm diameter, non-cocking, c/w | [17 empty] | fix |  |  |  |  | clear |  | aside for
| electric motor, guide pole, starters and local control panel : - | [14 empty] | away | [9 empty] | re-use
| A | [22 empty] | B |  | C |  | D
| Each |  |  | $ | [19 empty] | $ |  | $ |  | $
38553 | 38553 | Up to 1 kW.............................................................................................................................................................................. | [17 empty] | 12,760.94 |  |  |  | 120.29 |  |  | 160.76 | 682.45 |  | 38553 |  |  |  | 38553 | 12,760.94 120.29 160.76 682.45 38553 | 12760.94 | 120.29 | 160.76 | 682.45 | 12760.94 | 120.29 | 160.76 | 682.45
38554 | 38554 | 1 - 2 kW................................................................................................................................................................................... | [17 empty] | 14,931.32 |  |  |  | 120.29 |  |  | 160.76 | 682.45 |  | 38554 |  |  |  | 38554 | 14,931.32 120.29 160.76 682.45 38554 | 14931.32 | 120.29 | 160.76 | 682.45 | 14931.32 | 120.29 | 160.76 | 682.45
38555 | 38555 | 2 - 3 kW................................................................................................................................................................................... | [17 empty] | 19,859.35 |  |  |  | 120.29 |  |  | 160.76 | 682.45 |  | 38555 |  |  |  | 38555 | 19,859.35 120.29 160.76 682.45 38555 | 19859.35 | 120.29 | 160.76 | 682.45 | 19859.35 | 120.29 | 160.76 | 682.45
38556 | 38556 | 3 - 4 kW................................................................................................................................................................................... | [17 empty] | 19,989.83 |  |  |  | 120.29 |  |  | 160.76 | 682.45 |  | 38556 |  |  |  | 38556 | 19,989.83 120.29 160.76 682.45 38556 | 19989.83 | 120.29 | 160.76 | 682.45 | 19989.83 | 120.29 | 160.76 | 682.45
38557 | 38557 | 4 - 5 kW................................................................................................................................................................................... | [17 empty] | 32,246.57 |  |  |  | 120.29 |  |  | 160.76 | 682.45 |  | 38557 |  |  |  | 38557 | 32,246.57 120.29 160.76 682.45 38557 | 32246.57 | 120.29 | 160.76 | 682.45 | 32246.57 | 120.29 | 160.76 | 682.45
Sewage transfer pump sets (max. 10m discharge head); handling sewage containing
solid particles up to 50 mm diameter; direct driven by motors; water seal connection;
vents; drain; priming plug; associated pipeworks and associated pipeworks and
anti-vibration mountings; adjacent emergency stops; all necessary components and
accessories : -
Each
38558 | 38558 | Up to 1 kW.............................................................................................................................................................................. | [17 empty] | 29,608.64 |  |  |  | 120.29 |  |  | 160.76 | 682.45 |  | 38558 |  |  |  | 38558 | 29,608.64 120.29 160.76 682.45 38558 | 29608.64 | 120.29 | 160.76 | 682.45 | 29608.64 | 120.29 | 160.76 | 682.45
38559 | 38559 | 1 - 2 kW................................................................................................................................................................................... | [17 empty] | 31,140.77 |  |  |  | 120.29 |  |  | 160.76 | 682.45 |  | 38559 |  |  |  | 38559 | 31,140.77 120.29 160.76 682.45 38559 | 31140.77 | 120.29 | 160.76 | 682.45 | 31140.77 | 120.29 | 160.76 | 682.45
38560 | 38560 | 2 - 3 kW................................................................................................................................................................................... | [17 empty] | 39,178.35 |  |  |  | 120.29 |  |  | 160.76 | 682.45 |  | 38560 |  |  |  | 38560 | 39,178.35 120.29 160.76 682.45 38560 | 39178.35 | 120.29 | 160.76 | 682.45 | 39178.35 | 120.29 | 160.76 | 682.45
38561 | 38561 | 3 - 4 kW................................................................................................................................................................................... | [17 empty] | 40,759.07 |  |  |  | 120.29 |  |  | 160.76 | 682.45 |  | 38561 |  |  |  | 38561 | 40,759.07 120.29 160.76 682.45 38561 | 40759.07 | 120.29 | 160.76 | 682.45 | 40759.07 | 120.29 | 160.76 | 682.45
38562 | 38562 | 4 - 5 kW................................................................................................................................................................................... | [17 empty] | 40,893.20 |  |  |  | 120.29 |  |  | 160.76 | 682.45 |  | 38562 |  |  |  | 38562 | 40,893.20 120.29 160.76 682.45 38562 | 40893.2 | 120.29 | 160.76 | 682.45 | 40893.2 | 120.29 | 160.76 | 682.45
38/47
38 | 38 | HEATING, VENTILATION AND AIR-CONDITIONING - EQUIPMENT | [17 empty] | 38
| Item | Item
PUMP & ACCESSORIES (CONT'D)
| Take | [24 empty] | Take
| Supply | [22 empty] | down |  | down |  | Fix
| Sump pump, vertical centrifugal type, c/w submersible electric motor, pump control | [17 empty] | and |  |  |  |  | and |  | and set |  | only
| & H/L alarm, guide bars, cable supports & lifting chains, factory built-in | [16 empty] | fix | [5 empty] | clear |  | aside for
| suspension devices and discharge elbow for wet sump installation and cast iron/ steel | [17 empty] | away | [6 empty] | re-use
base for dry sump installation, starter and local control panel : -
| A | [22 empty] | B |  | C |  | D
| Each |  |  | $ | [19 empty] | $ |  | $ |  | $
38563 | 38563 | Up to 2.5 kW........................................................................................................................................................................... | [17 empty] | 30,510.00 |  |  |  | 93.50 |  |  | 126.17 | 686.05 |  | 38563 |  |  |  | 38563 | 30,510.00 93.50 126.17 686.05 38563 | 30510 | 93.5 | 126.17 | 686.05 | 30510 | 93.5 | 126.17 | 686.05
38564 | 38564 | 2.5 - 5 kW................................................................................................................................................................................ | [17 empty] | 31,120.20 |  |  |  | 96.61 |  |  | 129.38 | 728.68 |  | 38564 |  |  |  | 38564 | 31,120.20 96.61 129.38 728.68 38564 | 31120.2 | 96.61 | 129.38 | 728.68 | 31120.2 | 96.61 | 129.38 | 728.68
38565 | 38565 | 5 - 10 kW................................................................................................................................................................................. | [17 empty] | 39,161.38 |  |  |  | 101.27 |  |  | 134.19 | 792.62 |  | 38565 |  |  |  | 38565 | 39,161.38 101.27 134.19 792.62 38565 | 39161.38 | 101.27 | 134.19 | 792.62 | 39161.38 | 101.27 | 134.19 | 792.62
38566 | 38566 | 10 - 15 kW............................................................................................................................................................................... | [17 empty] | 43,418.43 |  |  |  | 107.49 |  |  | 140.61 | 877.88 |  | 38566 |  |  |  | 38566 | 43,418.43 107.49 140.61 877.88 38566 | 43418.43 | 107.49 | 140.61 | 877.88 | 43418.43 | 107.49 | 140.61 | 877.88
38567 | 38567 | 15 - 20 kW............................................................................................................................................................................... | [17 empty] | 57,724.80 |  |  |  | 113.78 |  |  | 146.44 | 1,022.96 |  | 38567 |  |  |  | 38567 | 57,724.80 113.78 146.44 1,022.96 38567 | 57724.8 | 113.78 | 146.44 | 1022.96 | 57724.8 | 113.78 | 146.44 | 1022.96
38568 | 38568 | 20 - 30 kW............................................................................................................................................................................... | [17 empty] | 76,197.64 |  |  |  | 120.16 |  |  | 153.33 | 1,122.53 |  | 38568 |  |  |  | 38568 | 76,197.64 120.16 153.33 1,122.53 38568 | 76197.64 | 120.16 | 153.33 | 1122.53 | 76197.64 | 120.16 | 153.33 | 1122.53
End suction pump for portable application, centrifugal type, multi-stage
configuration (if required), c/w anti-vibration mounting, flexible joints, drain, vent,
motor, starter and local control panel and local wiring : -
Each
38569 | 38569 | Up to 2.5 kW........................................................................................................................................................................... | [17 empty] | 21,026.05 |  |  |  | 93.50 |  |  | 126.17 | 686.05 |  | 38569 |  |  |  | 38569 | 21,026.05 93.50 126.17 686.05 38569 | 21026.05 | 93.5 | 126.17 | 686.05 | 21026.05 | 93.5 | 126.17 | 686.05
38570 | 38570 | 2.5 - 5 kW................................................................................................................................................................................ | [17 empty] | 34,628.68 |  |  |  | 96.61 |  |  | 129.38 | 728.68 |  | 38570 |  |  |  | 38570 | 34,628.68 96.61 129.38 728.68 38570 | 34628.68 | 96.61 | 129.38 | 728.68 | 34628.68 | 96.61 | 129.38 | 728.68
38571 | 38571 | 5 - 10 kW................................................................................................................................................................................. | [17 empty] | 38,760.62 |  |  |  | 101.27 |  |  | 134.19 | 792.62 |  | 38571 |  |  |  | 38571 | 38,760.62 101.27 134.19 792.62 38571 | 38760.62 | 101.27 | 134.19 | 792.62 | 38760.62 | 101.27 | 134.19 | 792.62
38572 | 38572 | 10 - 15 kW............................................................................................................................................................................... | [17 empty] | 41,557.88 |  |  |  | 107.49 |  |  | 140.61 | 877.88 |  | 38572 |  |  |  | 38572 | 41,557.88 107.49 140.61 877.88 38572 | 41557.88 | 107.49 | 140.61 | 877.88 | 41557.88 | 107.49 | 140.61 | 877.88
38573 | 38573 | 15 - 20 kW............................................................................................................................................................................... | [17 empty] | 45,255.43 |  |  |  | 113.78 |  |  | 146.44 | 1,022.96 |  | 38573 |  |  |  | 38573 | 45,255.43 113.78 146.44 1,022.96 38573 | 45255.43 | 113.78 | 146.44 | 1022.96 | 45255.43 | 113.78 | 146.44 | 1022.96
38574 | 38574 | 20 - 30 kW............................................................................................................................................................................... | [17 empty] | 52,650.53 |  |  |  | 120.16 |  |  | 153.33 | 1,122.53 |  | 38574 |  |  |  | 38574 | 52,650.53 120.16 153.33 1,122.53 38574 | 52650.53 | 120.16 | 153.33 | 1122.53 | 52650.53 | 120.16 | 153.33 | 1122.53
38/48
38 | 38 | HEATING, VENTILATION AND AIR-CONDITIONING - EQUIPMENT | [17 empty] | 38
| Item | Item
PUMP & ACCESSORIES (CONT'D)
| Take | [24 empty] | Take
| Supply | [22 empty] | down |  | down |  | Fix
| End suction pump for non-portable application, multi-stage configuration (if | [16 empty] | and | [5 empty] | and |  | and set |  | only
| required), c/w anti-vibration mounting, flexible joints , drain, vent, motor, starter | [16 empty] | fix | [5 empty] | clear |  | aside for
| and local control panel and local wiring : - | [9 empty] | away | [14 empty] | re-use
| A | [22 empty] | B |  | C |  | D
| Each |  |  | $ | [19 empty] | $ |  | $ |  | $
38575 | 38575 | Up to 2.5 kW........................................................................................................................................................................... | [17 empty] | 20,905.00 |  |  |  | 93.50 |  |  | 126.17 | 686.05 |  | 38575 |  |  |  | 38575 | 20,905.00 93.50 126.17 686.05 38575 | 20905 | 93.5 | 126.17 | 686.05 | 20905 | 93.5 | 126.17 | 686.05
38576 | 38576 | 2.5 - 5 kW................................................................................................................................................................................ | [17 empty] | 33,088.04 |  |  |  | 96.61 |  |  | 129.38 | 728.68 |  | 38576 |  |  |  | 38576 | 33,088.04 96.61 129.38 728.68 38576 | 33088.04 | 96.61 | 129.38 | 728.68 | 33088.04 | 96.61 | 129.38 | 728.68
38577 | 38577 | 5 - 10 kW................................................................................................................................................................................. | [17 empty] | 36,094.14 |  |  |  | 101.27 |  |  | 134.19 | 792.62 |  | 38577 |  |  |  | 38577 | 36,094.14 101.27 134.19 792.62 38577 | 36094.14 | 101.27 | 134.19 | 792.62 | 36094.14 | 101.27 | 134.19 | 792.62
38578 | 38578 | 10 - 15 kW............................................................................................................................................................................... | [17 empty] | 39,319.49 |  |  |  | 107.49 |  |  | 140.61 | 877.88 |  | 38578 |  |  |  | 38578 | 39,319.49 107.49 140.61 877.88 38578 | 39319.49 | 107.49 | 140.61 | 877.88 | 39319.49 | 107.49 | 140.61 | 877.88
38579 | 38579 | 15 - 20 kW............................................................................................................................................................................... | [17 empty] | 42,252.54 |  |  |  | 113.78 |  |  | 146.44 | 1,022.96 |  | 38579 |  |  |  | 38579 | 42,252.54 113.78 146.44 1,022.96 38579 | 42252.54 | 113.78 | 146.44 | 1022.96 | 42252.54 | 113.78 | 146.44 | 1022.96
38580 | 38580 | 20 - 30 kW............................................................................................................................................................................... | [17 empty] | 48,118.60 |  |  |  | 120.16 |  |  | 153.33 | 1,122.53 |  | 38580 |  |  |  | 38580 | 48,118.60 120.16 153.33 1,122.53 38580 | 48118.6 | 120.16 | 153.33 | 1122.53 | 48118.6 | 120.16 | 153.33 | 1122.53
Cooling tower c/w induced or forced draught fans, glass reinforced plastics (GRP)
casing, open distribution pans or troughs fitted with coarse mesh grids, filled sheets
with film-type vacuum-formed PVC c/w louvres and drift eliminators, metal parts
with stainless steel to SS316 or the better equivalent, inlet/ outlet water gate valve,
drain, strainer, starter panel and local control panel, plus all related necessary
accessories with nominal heat rejection capacity : -
Each
38581 | 38581 | 22 - 45 kW............................................................................................................................................................................... | [17 empty] | 10,030.64 |  |  |  | 331.67 |  |  | 432.03 | 1,012.83 |  | 38581 |  |  |  | 38581 | 10,030.64 331.67 432.03 1,012.83 38581 | 10030.64 | 331.67 | 432.03 | 1012.83 | 10030.64 | 331.67 | 432.03 | 1012.83
38582 | 38582 | 45 - 69 kW............................................................................................................................................................................... | [17 empty] | 10,849.04 |  |  |  | 378.62 |  |  | 477.84 | 1,134.47 |  | 38582 |  |  |  | 38582 | 10,849.04 378.62 477.84 1,134.47 38582 | 10849.04 | 378.62 | 477.84 | 1134.47 | 10849.04 | 378.62 | 477.84 | 1134.47
38583 | 38583 | 69 - 100 kW............................................................................................................................................................................. | [17 empty] | 12,781.02 |  |  |  | 424.83 |  |  | 524.14 | 1,232.93 |  | 38583 |  |  |  | 38583 | 12,781.02 424.83 524.14 1,232.93 38583 | 12781.02 | 424.83 | 524.14 | 1232.93 | 12781.02 | 424.83 | 524.14 | 1232.93
38584 | 38584 | 100 - 150 kW........................................................................................................................................................................... | [17 empty] | 15,475.51 |  |  |  | 472.95 |  |  | 573.01 | 1,377.79 |  | 38584 |  |  |  | 38584 | 15,475.51 472.95 573.01 1,377.79 38584 | 15475.51 | 472.95 | 573.01 | 1377.79 | 15475.51 | 472.95 | 573.01 | 1377.79
38585 | 38585 | 150 - 200 kW........................................................................................................................................................................... | [17 empty] | 19,090.33 |  |  |  | 519.96 |  |  | 620.37 | 1,493.98 |  | 38585 |  |  |  | 38585 | 19,090.33 519.96 620.37 1,493.98 38585 | 19090.33 | 519.96 | 620.37 | 1493.98 | 19090.33 | 519.96 | 620.37 | 1493.98
38586 | 38586 | 200 - 300 kW........................................................................................................................................................................... | [17 empty] | 24,385.62 |  |  |  | 571.56 |  |  | 672.75 | 1,615.67 |  | 38586 |  |  |  | 38586 | 24,385.62 571.56 672.75 1,615.67 38586 | 24385.62 | 571.56 | 672.75 | 1615.67 | 24385.62 | 571.56 | 672.75 | 1615.67
38587 | 38587 | 300 - 350 kW........................................................................................................................................................................... | [17 empty] | 34,175.19 |  |  |  | 619.62 |  |  | 722.05 | 1,716.98 |  | 38587 |  |  |  | 38587 | 34,175.19 619.62 722.05 1,716.98 38587 | 34175.19 | 619.62 | 722.05 | 1716.98 | 34175.19 | 619.62 | 722.05 | 1716.98
38588 | 38588 | 350 - 450 kW........................................................................................................................................................................... | [17 empty] | 39,354.97 |  |  |  | 666.19 |  |  | 768.76 | 1,850.59 |  | 38588 |  |  |  | 38588 | 39,354.97 666.19 768.76 1,850.59 38588 | 39354.97 | 666.19 | 768.76 | 1850.59 | 39354.97 | 666.19 | 768.76 | 1850.59
Condensate drain sump pump : -
Each
38589 | 38589 | Condensate drain sump pump c/w electrical connection....................................................................................................... | [17 empty] | 2,211.20 |  |  |  | 65.45 |  |  | 82.68 | 343.60 |  | 38589 |  |  |  | 38589 | 2,211.20 65.45 82.68 343.60 38589 | 2211.2 | 65.45 | 82.68 | 343.6 | 2211.2 | 65.45 | 82.68 | 343.6
38/49
38 | 38 | HEATING, VENTILATION AND AIR-CONDITIONING - EQUIPMENT | [17 empty] | 38
| Item | Item
| FANS & VENTILATION SYSTEM | [9 empty] | Take | [14 empty] | Take
| Supply | [22 empty] | down |  | down |  | Fix
| and | [22 empty] | and |  | and set |  | only
| Dark room cowl : - |  |  |  |  | fix | [17 empty] | clear |  | aside for
| away | [24 empty] | re-use
| A | [22 empty] | B |  | C |  | D
| Each |  |  | $ | [19 empty] | $ |  | $ |  | $
38590 | 38590 | Dark room cowl for 230 mm diameter................................................................................................................................... | [17 empty] | 1,422.58 |  |  |  | 16.27 |  |  | 21.64 | 46.75 |  | 38590 |  |  |  | 38590 | 1,422.58 16.27 21.64 46.75 38590 | 1422.58 | 16.27 | 21.64 | 46.75 | 1422.58 | 16.27 | 21.64 | 46.75
S.S. vent washer system c/w pump, exhaust blower, exhaust air duct, inspection door : -
Each
38591 | 38591 | 2 m x 1.53 m x 0.683 m.......................................................................................................................................................... | [17 empty] | 73,242.50 |  |  |  | 420.42 |  |  | 530.70 | 1,808.59 |  | 38591 |  |  |  | 38591 | 73,242.50 420.42 530.70 1,808.59 38591 | 73242.5 | 420.42 | 530.7 | 1808.59 | 73242.5 | 420.42 | 530.7 | 1808.59
Fan chamber c/w access panels for fans of diameter : -
Each
38592 | 38592 | Up to 300 mm.......................................................................................................................................................................... | [17 empty] | 2,001.50 |  |  |  | 13.40 |  |  | 17.84 | 35.16 |  | 38592 |  |  |  | 38592 | 2,001.50 13.40 17.84 35.16 38592 | 2001.5 | 13.4 | 17.84 | 35.16 | 2001.5 | 13.4 | 17.84 | 35.16
38593 | 38593 | 300 - 380 mm.......................................................................................................................................................................... | [17 empty] | 2,411.93 |  |  |  | 13.89 |  |  | 18.94 | 38.51 |  | 38593 |  |  |  | 38593 | 2,411.93 13.89 18.94 38.51 38593 | 2411.93 | 13.89 | 18.94 | 38.51 | 2411.93 | 13.89 | 18.94 | 38.51
38594 | 38594 | 380 - 500 mm.......................................................................................................................................................................... | [17 empty] | 2,803.57 |  |  |  | 14.50 |  |  | 20.05 | 41.83 |  | 38594 |  |  |  | 38594 | 2,803.57 14.50 20.05 41.83 38594 | 2803.57 | 14.5 | 20.05 | 41.83 | 2803.57 | 14.5 | 20.05 | 41.83
38595 | 38595 | 500 - 610 mm.......................................................................................................................................................................... | [17 empty] | 3,837.36 |  |  |  | 15.00 |  |  | 21.15 | 45.15 |  | 38595 |  |  |  | 38595 | 3,837.36 15.00 21.15 45.15 38595 | 3837.36 | 15 | 21.15 | 45.15 | 3837.36 | 15 | 21.15 | 45.15
38596 | 38596 | 610 - 800 mm.......................................................................................................................................................................... | [17 empty] | 5,025.40 |  |  |  | 15.49 |  |  | 24.89 | 48.49 |  | 38596 |  |  |  | 38596 | 5,025.40 15.49 24.89 48.49 38596 | 5025.4 | 15.49 | 24.89 | 48.49 | 5025.4 | 15.49 | 24.89 | 48.49
Acoustic fan chamber c/w access panels for fans of diameter : -
Each
38597 | 38597 | Up to 300 mm.......................................................................................................................................................................... | [17 empty] | 3,194.72 |  |  |  | 18.97 |  |  | 23.55 | 52.39 |  | 38597 |  |  |  | 38597 | 3,194.72 18.97 23.55 52.39 38597 | 3194.72 | 18.97 | 23.55 | 52.39 | 3194.72 | 18.97 | 23.55 | 52.39
38598 | 38598 | 300 - 380 mm.......................................................................................................................................................................... | [17 empty] | 3,956.18 |  |  |  | 19.58 |  |  | 24.67 | 55.85 |  | 38598 |  |  |  | 38598 | 3,956.18 19.58 24.67 55.85 38598 | 3956.18 | 19.58 | 24.67 | 55.85 | 3956.18 | 19.58 | 24.67 | 55.85
38599 | 38599 | 380 - 500 mm.......................................................................................................................................................................... | [17 empty] | 4,923.68 |  |  |  | 20.09 |  |  | 25.76 | 59.20 |  | 38599 |  |  |  | 38599 | 4,923.68 20.09 25.76 59.20 38599 | 4923.68 | 20.09 | 25.76 | 59.2 | 4923.68 | 20.09 | 25.76 | 59.2
38600 | 38600 | 500 - 610 mm.......................................................................................................................................................................... | [17 empty] | 6,210.26 |  |  |  | 20.62 |  |  | 26.79 | 62.56 |  | 38600 |  |  |  | 38600 | 6,210.26 20.62 26.79 62.56 38600 | 6210.26 | 20.62 | 26.79 | 62.56 | 6210.26 | 20.62 | 26.79 | 62.56
38601 | 38601 | 610 - 800 mm.......................................................................................................................................................................... | [17 empty] | 7,723.95 |  |  |  | 21.23 |  |  | 30.65 | 65.91 |  | 38601 |  |  |  | 38601 | 7,723.95 21.23 30.65 65.91 38601 | 7723.95 | 21.23 | 30.65 | 65.91 | 7723.95 | 21.23 | 30.65 | 65.91
38/50
38 | 38 | HEATING, VENTILATION AND AIR-CONDITIONING - EQUIPMENT | [17 empty] | 38
| Item | Item
FANS & VENTILATION SYSTEM (CONT'D)
| Take | [24 empty] | Take
| Supply | [22 empty] | down |  | down |  | Fix
| Axial-flow fan, aerofoil type c/w local control panel | [12 empty] | and | [9 empty] | and |  | and set |  | only
| fix | [22 empty] | clear |  | aside for
| Motor speed up to 1000 r.p.m., fan diameter : - | [11 empty] | away | [12 empty] | re-use
| A | [22 empty] | B |  | C |  | D
| Each |  |  | $ | [19 empty] | $ |  | $ |  | $
38602 | 38602 | Up to 300 mm.......................................................................................................................................................................... | [17 empty] | 3,876.24 |  |  |  | 36.80 |  |  | 46.51 | 140.89 |  | 38602 |  |  |  | 38602 | 3,876.24 36.80 46.51 140.89 38602 | 3876.24 | 36.8 | 46.51 | 140.89 | 3876.24 | 36.8 | 46.51 | 140.89
38603 | 38603 | 300 - 380 mm.......................................................................................................................................................................... | [17 empty] | 4,350.35 |  |  |  | 39.91 |  |  | 49.61 | 152.66 |  | 38603 |  |  |  | 38603 | 4,350.35 39.91 49.61 152.66 38603 | 4350.35 | 39.91 | 49.61 | 152.66 | 4350.35 | 39.91 | 49.61 | 152.66
38604 | 38604 | 380 - 500 mm.......................................................................................................................................................................... | [17 empty] | 5,780.04 |  |  |  | 43.01 |  |  | 52.72 | 164.41 |  | 38604 |  |  |  | 38604 | 5,780.04 43.01 52.72 164.41 38604 | 5780.04 | 43.01 | 52.72 | 164.41 | 5780.04 | 43.01 | 52.72 | 164.41
38605 | 38605 | 500 - 610 mm.......................................................................................................................................................................... | [17 empty] | 6,707.85 |  |  |  | 46.01 |  |  | 55.82 | 176.07 |  | 38605 |  |  |  | 38605 | 6,707.85 46.01 55.82 176.07 38605 | 6707.85 | 46.01 | 55.82 | 176.07 | 6707.85 | 46.01 | 55.82 | 176.07
38606 | 38606 | 610 - 800 mm......................................................................................................................................................................... | [17 empty] | 9,072.19 |  |  |  | 49.11 |  |  | 58.92 | 187.83 |  | 38606 |  |  |  | 38606 | 9,072.19 49.11 58.92 187.83 38606 | 9072.19 | 49.11 | 58.92 | 187.83 | 9072.19 | 49.11 | 58.92 | 187.83
Motor speed up to 1500 r.p.m., fan diameter : -
Each
38607 | 38607 | Up to 300 mm.......................................................................................................................................................................... | [17 empty] | 4,043.71 |  |  |  | 36.80 |  |  | 46.51 | 140.89 |  | 38607 |  |  |  | 38607 | 4,043.71 36.80 46.51 140.89 38607 | 4043.71 | 36.8 | 46.51 | 140.89 | 4043.71 | 36.8 | 46.51 | 140.89
38608 | 38608 | 300 - 380 mm.......................................................................................................................................................................... | [17 empty] | 5,517.59 |  |  |  | 39.91 |  |  | 49.61 | 152.66 |  | 38608 |  |  |  | 38608 | 5,517.59 39.91 49.61 152.66 38608 | 5517.59 | 39.91 | 49.61 | 152.66 | 5517.59 | 39.91 | 49.61 | 152.66
38609 | 38609 | 380 - 500 mm.......................................................................................................................................................................... | [17 empty] | 6,148.66 |  |  |  | 43.01 |  |  | 52.72 | 164.41 |  | 38609 |  |  |  | 38609 | 6,148.66 43.01 52.72 164.41 38609 | 6148.66 | 43.01 | 52.72 | 164.41 | 6148.66 | 43.01 | 52.72 | 164.41
38610 | 38610 | 500 - 610 mm.......................................................................................................................................................................... | [17 empty] | 7,096.92 |  |  |  | 46.01 |  |  | 55.82 | 176.07 |  | 38610 |  |  |  | 38610 | 7,096.92 46.01 55.82 176.07 38610 | 7096.92 | 46.01 | 55.82 | 176.07 | 7096.92 | 46.01 | 55.82 | 176.07
38611 | 38611 | 610 - 800 mm......................................................................................................................................................................... | [17 empty] | 9,385.25 |  |  |  | 49.11 |  |  | 58.92 | 187.83 |  | 38611 |  |  |  | 38611 | 9,385.25 49.11 58.92 187.83 38611 | 9385.25 | 49.11 | 58.92 | 187.83 | 9385.25 | 49.11 | 58.92 | 187.83
Air conducting fan, c/w fan mounting plate, remote controller and all necessary accessories.
Nominal supply air rate at medium speed : -
Each
38612 | 38612 | Up to 0.375 m³/ s..................................................................................................................................................................... | [17 empty] | 5,087.74 |  |  |  | 190.71 |  |  | 266.98 | 411.91 |  | 38612 |  |  |  | 38612 | 5,087.74 190.71 266.98 411.91 38612 | 5087.74 | 190.71 | 266.98 | 411.91 | 5087.74 | 190.71 | 266.98 | 411.91
38613 | 38613 | 0.375 - 0.583 m³/ s.................................................................................................................................................................. | [17 empty] | 7,139.24 |  |  |  | 228.84 |  |  | 343.26 | 495.81 |  | 38613 |  |  |  | 38613 | 7,139.24 228.84 343.26 495.81 38613 | 7139.24 | 228.84 | 343.26 | 495.81 | 7139.24 | 228.84 | 343.26 | 495.81
Air swing fan, c/w fan mounting plate, remote controller and all necessary accessories.
Nominal supply air rate at medium speed : -
Each
38614 | 38614 | Up to 0.0583 m³/ s................................................................................................................................................................... | [17 empty] | 5,908.35 |  |  |  | 190.71 |  |  | 266.98 | 457.67 |  | 38614 |  |  |  | 38614 | 5,908.35 190.71 266.98 457.67 38614 | 5908.35 | 190.71 | 266.98 | 457.67 | 5908.35 | 190.71 | 266.98 | 457.67
38615 | 38615 | 0.0583 - 0.1041 m³/ s.............................................................................................................................................................. | [17 empty] | 6,646.89 |  |  |  | 228.84 |  |  | 343.26 | 549.21 |  | 38615 |  |  |  | 38615 | 6,646.89 228.84 343.26 549.21 38615 | 6646.89 | 228.84 | 343.26 | 549.21 | 6646.89 | 228.84 | 343.26 | 549.21
38/51
38 | 38 | HEATING, VENTILATION AND AIR-CONDITIONING - EQUIPMENT | [17 empty] | 38
| Item | Item
| FANS & VENTILATION SYSTEM (CONT'D) | [14 empty] | Take | [9 empty] | Take
| Supply | [22 empty] | down |  | down |  | Fix
| and | [22 empty] | and |  | and set |  | only
| Bifurcated fan : - |  |  |  |  | fix | [17 empty] | clear |  | aside for
| away | [24 empty] | re-use
| A | [22 empty] | B |  | C |  | D
| Each |  |  | $ | [19 empty] | $ |  | $ |  | $
Bifurcated fan type, minimum air volume flow rate at 820 1/ s and static pressure at
38616 | 38616 | 20 Pa....................................................................................................................................................................................... | [17 empty] | 5,043.08 |  |  |  | 42.28 |  |  | 51.30 | 161.78 |  | 38616 |  |  |  | 38616 | 5,043.08 42.28 51.30 161.78 38616 | 5043.08 | 42.28 | 51.3 | 161.78 | 5043.08 | 42.28 | 51.3 | 161.78
Centrifugal fan, backward/ forward bladed type c/w motor, drive belt and pulley,
casing, access panel, metal enclosure, air plenum, starters and local control panel.
Fan diameter : -
Each
38617 | 38617 | Up to 300 mm.......................................................................................................................................................................... | [17 empty] | 4,600.25 |  |  |  | 61.96 |  |  | 94.14 | 276.74 |  | 38617 |  |  |  | 38617 | 4,600.25 61.96 94.14 276.74 38617 | 4600.25 | 61.96 | 94.14 | 276.74 | 4600.25 | 61.96 | 94.14 | 276.74
38618 | 38618 | 300 - 380 mm.......................................................................................................................................................................... | [17 empty] | 6,405.77 |  |  |  | 70.45 |  |  | 98.26 | 300.18 |  | 38618 |  |  |  | 38618 | 6,405.77 70.45 98.26 300.18 38618 | 6405.77 | 70.45 | 98.26 | 300.18 | 6405.77 | 70.45 | 98.26 | 300.18
38619 | 38619 | 380 - 500 mm ......................................................................................................................................................................... | [17 empty] | 9,560.21 |  |  |  | 75.28 |  |  | 108.58 | 316.20 |  | 38619 |  |  |  | 38619 | 9,560.21 75.28 108.58 316.20 38619 | 9560.21 | 75.28 | 108.58 | 316.2 | 9560.21 | 75.28 | 108.58 | 316.2
38620 | 38620 | 500 - 610 mm ......................................................................................................................................................................... | [17 empty] | 14,792.74 |  |  |  | 83.57 |  |  | 114.52 | 329.91 |  | 38620 |  |  |  | 38620 | 14,792.74 83.57 114.52 329.91 38620 | 14792.74 | 83.57 | 114.52 | 329.91 | 14792.74 | 83.57 | 114.52 | 329.91
38621 | 38621 | 610 - 800 mm.......................................................................................................................................................................... | [17 empty] | 24,477.27 |  |  |  | 93.11 |  |  | 120.59 | 343.60 |  | 38621 |  |  |  | 38621 | 24,477.27 93.11 120.59 343.60 38621 | 24477.27 | 93.11 | 120.59 | 343.6 | 24477.27 | 93.11 | 120.59 | 343.6
Roof extraction fan c/w motor, centrifugal/ mixed flow blower, casing, cowl, base,
back -draught damper, bird entry preventer guard, control switch and starter.
Motor speed up to 900 r.p.m. (50-100 Pa), flow rate : -
Each
38622 | 38622 | Up to 0.5 m³/ s......................................................................................................................................................................... | [17 empty] | 3,648.70 |  |  |  | 68.09 |  |  | 100.88 | 288.86 |  | 38622 |  |  |  | 38622 | 3,648.70 68.09 100.88 288.86 38622 | 3648.7 | 68.09 | 100.88 | 288.86 | 3648.7 | 68.09 | 100.88 | 288.86
38623 | 38623 | 0.5 - 1 m³/ s.............................................................................................................................................................................. | [17 empty] | 4,344.79 |  |  |  | 77.01 |  |  | 105.20 | 314.20 |  | 38623 |  |  |  | 38623 | 4,344.79 77.01 105.20 314.20 38623 | 4344.79 | 77.01 | 105.2 | 314.2 | 4344.79 | 77.01 | 105.2 | 314.2
38624 | 38624 | 1 - 1.5 m³/ s.............................................................................................................................................................................. | [17 empty] | 4,731.39 |  |  |  | 81.90 |  |  | 115.50 | 330.38 |  | 38624 |  |  |  | 38624 | 4,731.39 81.90 115.50 330.38 38624 | 4731.39 | 81.9 | 115.5 | 330.38 | 4731.39 | 81.9 | 115.5 | 330.38
Motor speed up to 1400 r.p.m. (75-125 Pa), flow rate : -
Each
38625 | 38625 | Up to 1 m³/ s............................................................................................................................................................................ | [17 empty] | 4,719.50 |  |  |  | 77.01 |  |  | 105.20 | 314.20 |  | 38625 |  |  |  | 38625 | 4,719.50 77.01 105.20 314.20 38625 | 4719.5 | 77.01 | 105.2 | 314.2 | 4719.5 | 77.01 | 105.2 | 314.2
38626 | 38626 | 1 - 1.5 m³/ s.............................................................................................................................................................................. | [17 empty] | 6,057.99 |  |  |  | 81.90 |  |  | 115.50 | 330.38 |  | 38626 |  |  |  | 38626 | 6,057.99 81.90 115.50 330.38 38626 | 6057.99 | 81.9 | 115.5 | 330.38 | 6057.99 | 81.9 | 115.5 | 330.38
38627 | 38627 | 1.5 - 2 m³/ s.............................................................................................................................................................................. | [17 empty] | 9,325.64 |  |  |  | 91.41 |  |  | 122.77 | 347.08 |  | 38627 |  |  |  | 38627 | 9,325.64 91.41 122.77 347.08 38627 | 9325.64 | 91.41 | 122.77 | 347.08 | 9325.64 | 91.41 | 122.77 | 347.08
38628 | 38628 | 2 - 4 m³/ s................................................................................................................................................................................. | [17 empty] | 14,007.88 |  |  |  | 104.46 |  |  | 136.73 | 375.99 |  | 38628 |  |  |  | 38628 | 14,007.88 104.46 136.73 375.99 38628 | 14007.88 | 104.46 | 136.73 | 375.99 | 14007.88 | 104.46 | 136.73 | 375.99
38/52
38 | 38 | HEATING, VENTILATION AND AIR-CONDITIONING - EQUIPMENT | [17 empty] | 38
| Item | Item
| FANS & VENTILATION SYSTEM (CONT'D) | [14 empty] | Take | [9 empty] | Take
| Supply | [22 empty] | down |  | down |  | Fix
| and | [22 empty] | and |  | and set |  | only
| In line mixed flow fan c/w stator vanes, motors, drivers, guards, casing, starters | [16 empty] | fix | [5 empty] | clear |  | aside for
| and local control panel of fan diameter : - | [9 empty] | away | [14 empty] | re-use
| A | [22 empty] | B |  | C |  | D
| Each |  |  | $ | [19 empty] | $ |  | $ |  | $
38629 | 38629 | Up to 200 mm diameter 900 r.p.m.......................................................................................................................................... | [17 empty] | 4,075.63 |  |  |  | 41.37 |  |  | 53.32 | 179.11 |  | 38629 |  |  |  | 38629 | 4,075.63 41.37 53.32 179.11 38629 | 4075.63 | 41.37 | 53.32 | 179.11 | 4075.63 | 41.37 | 53.32 | 179.11
38630 | 38630 | 200 - 300 mm diameter 900 r.p.m.......................................................................................................................................... | [17 empty] | 6,922.58 |  |  |  | 43.18 |  |  | 56.38 | 183.51 |  | 38630 |  |  |  | 38630 | 6,922.58 43.18 56.38 183.51 38630 | 6922.58 | 43.18 | 56.38 | 183.51 | 6922.58 | 43.18 | 56.38 | 183.51
38631 | 38631 | 300 - 450 mm diameter 900 r.p.m.......................................................................................................................................... | [17 empty] | 8,339.21 |  |  |  | 44.99 |  |  | 59.42 | 189.26 |  | 38631 |  |  |  | 38631 | 8,339.21 44.99 59.42 189.26 38631 | 8339.21 | 44.99 | 59.42 | 189.26 | 8339.21 | 44.99 | 59.42 | 189.26
38632 | 38632 | Up to 200 mm diameter 1400 r.p.m........................................................................................................................................ | [17 empty] | 4,300.93 |  |  |  | 41.37 |  |  | 53.32 | 179.11 |  | 38632 |  |  |  | 38632 | 4,300.93 41.37 53.32 179.11 38632 | 4300.93 | 41.37 | 53.32 | 179.11 | 4300.93 | 41.37 | 53.32 | 179.11
38633 | 38633 | 200 - 300 mm diameter 1400 r.p.m........................................................................................................................................ | [17 empty] | 7,399.52 |  |  |  | 43.18 |  |  | 56.38 | 183.51 |  | 38633 |  |  |  | 38633 | 7,399.52 43.18 56.38 183.51 38633 | 7399.52 | 43.18 | 56.38 | 183.51 | 7399.52 | 43.18 | 56.38 | 183.51
38634 | 38634 | 300 - 450 mm diameter 1400 r.p.m........................................................................................................................................ | [17 empty] | 9,059.63 |  |  |  | 44.99 |  |  | 59.42 | 189.26 |  | 38634 |  |  |  | 38634 | 9,059.63 44.99 59.42 189.26 38634 | 9059.63 | 44.99 | 59.42 | 189.26 | 9059.63 | 44.99 | 59.42 | 189.26
Propeller fan c/w galvanized iron casing with acoustic lining. Air flow rate based on static
pressure 50 Pa : -
Each
38635 | 38635 | Up to 0.3 m³/ s......................................................................................................................................................................... | [17 empty] | 3,452.62 |  |  |  | 64.28 |  |  | 97.84 | 287.23 |  | 38635 |  |  |  | 38635 | 3,452.62 64.28 97.84 287.23 38635 | 3452.62 | 64.28 | 97.84 | 287.23 | 3452.62 | 64.28 | 97.84 | 287.23
38636 | 38636 | 0.3 - 0.6 m³/ s........................................................................................................................................................................... | [17 empty] | 3,605.02 |  |  |  | 73.20 |  |  | 102.12 | 311.96 |  | 38636 |  |  |  | 38636 | 3,605.02 73.20 102.12 311.96 38636 | 3605.02 | 73.2 | 102.12 | 311.96 | 3605.02 | 73.2 | 102.12 | 311.96
38637 | 38637 | 0.6 - 0.8 m³/ s........................................................................................................................................................................... | [17 empty] | 3,990.51 |  |  |  | 78.25 |  |  | 112.85 | 328.64 |  | 38637 |  |  |  | 38637 | 3,990.51 78.25 112.85 328.64 38637 | 3990.51 | 78.25 | 112.85 | 328.64 | 3990.51 | 78.25 | 112.85 | 328.64
38638 | 38638 | 0.8 - 1.0 m³/ s........................................................................................................................................................................... | [17 empty] | 4,142.67 |  |  |  | 86.86 |  |  | 119.02 | 342.87 |  | 38638 |  |  |  | 38638 | 4,142.67 86.86 119.02 342.87 38638 | 4142.67 | 86.86 | 119.02 | 342.87 | 4142.67 | 86.86 | 119.02 | 342.87
38639 | 38639 | 1.0 - 1.2 m³/ s........................................................................................................................................................................... | [17 empty] | 4,677.84 |  |  |  | 96.77 |  |  | 125.32 | 357.08 |  | 38639 |  |  |  | 38639 | 4,677.84 96.77 125.32 357.08 38639 | 4677.84 | 96.77 | 125.32 | 357.08 | 4677.84 | 96.77 | 125.32 | 357.08
38640 | 38640 | 1.2 - 1.8 m³/ s........................................................................................................................................................................... | [17 empty] | 6,283.33 |  |  |  | 126.48 |  |  | 144.24 | 399.71 |  | 38640 |  |  |  | 38640 | 6,283.33 126.48 144.24 399.71 38640 | 6283.33 | 126.48 | 144.24 | 399.71 | 6283.33 | 126.48 | 144.24 | 399.71
38641 | 38641 | 1.8 - 2.4 m³/ s........................................................................................................................................................................... | [17 empty] | 7,888.84 |  |  |  | 156.20 |  |  | 163.17 | 442.34 |  | 38641 |  |  |  | 38641 | 7,888.84 156.20 163.17 442.34 38641 | 7888.84 | 156.2 | 163.17 | 442.34 | 7888.84 | 156.2 | 163.17 | 442.34
38642 | 38642 | 2.4 - 2.6 m³/ s........................................................................................................................................................................... | [17 empty] | 8,424.00 |  |  |  | 166.10 |  |  | 169.47 | 456.55 |  | 38642 |  |  |  | 38642 | 8,424.00 166.10 169.47 456.55 38642 | 8424 | 166.1 | 169.47 | 456.55 | 8424 | 166.1 | 169.47 | 456.55
38643 | 38643 | 2.6 - 3.2 m³/ s........................................................................................................................................................................... | [17 empty] | 10,029.51 |  |  |  | 188.39 |  |  | 195.82 | 499.18 |  | 38643 |  |  |  | 38643 | 10,029.51 188.39 195.82 499.18 38643 | 10029.51 | 188.39 | 195.82 | 499.18 | 10029.51 | 188.39 | 195.82 | 499.18
38644 | 38644 | 3.2 - 3.8 m³/ s........................................................................................................................................................................... | [17 empty] | 11,635.00 |  |  |  | 207.31 |  |  | 225.55 | 541.81 |  | 38644 |  |  |  | 38644 | 11,635.00 207.31 225.55 541.81 38644 | 11635 | 207.31 | 225.55 | 541.81 | 11635 | 207.31 | 225.55 | 541.81
38645 | 38645 | 3.8 - 4.4 m³/ s........................................................................................................................................................................... | [17 empty] | 13,240.50 |  |  |  | 226.23 |  |  | 255.27 | 584.46 |  | 38645 |  |  |  | 38645 | 13,240.50 226.23 255.27 584.46 38645 | 13240.5 | 226.23 | 255.27 | 584.46 | 13240.5 | 226.23 | 255.27 | 584.46
38646 | 38646 | 4.4 - 5.0 m³/ s........................................................................................................................................................................... | [17 empty] | 14,846.00 |  |  |  | 245.18 |  |  | 284.97 | 627.10 |  | 38646 |  |  |  | 38646 | 14,846.00 245.18 284.97 627.10 38646 | 14846 | 245.18 | 284.97 | 627.1 | 14846 | 245.18 | 284.97 | 627.1
38647 | 38647 | 5.0 - 5.6 m³/ s........................................................................................................................................................................... | [17 empty] | 16,451.50 |  |  |  | 264.07 |  |  | 314.70 | 669.74 |  | 38647 |  |  |  | 38647 | 16,451.50 264.07 314.70 669.74 38647 | 16451.5 | 264.07 | 314.7 | 669.74 | 16451.5 | 264.07 | 314.7 | 669.74
38648 | 38648 | 5.6 - 6.2 m³/ s........................................................................................................................................................................... | [17 empty] | 18,057.01 |  |  |  | 282.99 |  |  | 344.41 | 712.38 |  | 38648 |  |  |  | 38648 | 18,057.01 282.99 344.41 712.38 38648 | 18057.01 | 282.99 | 344.41 | 712.38 | 18057.01 | 282.99 | 344.41 | 712.38
38649 | 38649 | 6.2 - 6.8 m³/ s........................................................................................................................................................................... | [17 empty] | 19,662.50 |  |  |  | 301.91 |  |  | 374.12 | 755.03 |  | 38649 |  |  |  | 38649 | 19,662.50 301.91 374.12 755.03 38649 | 19662.5 | 301.91 | 374.12 | 755.03 | 19662.5 | 301.91 | 374.12 | 755.03
38650 | 38650 | 6.8 - 7.0 m³/ s........................................................................................................................................................................... | [17 empty] | 20,197.66 |  |  |  | 308.23 |  |  | 384.03 | 769.25 |  | 38650 |  |  |  | 38650 | 20,197.66 308.23 384.03 769.25 38650 | 20197.66 | 308.23 | 384.03 | 769.25 | 20197.66 | 308.23 | 384.03 | 769.25
38/53
38 | 38 | HEATING, VENTILATION AND AIR-CONDITIONING - EQUIPMENT | [17 empty] | 38
| Item | Item
| FANS & VENTILATION SYSTEM (CONT'D) | [14 empty] | Take | [9 empty] | Take
| Supply | [22 empty] | down |  | down |  | Fix
| and | [22 empty] | and |  | and set |  | only
| Direct-drive inline duct fan c/w acoustic casing and local control panel, fan diameter : - | [17 empty] | fix |  |  |  |  | clear |  | aside for
| away | [24 empty] | re-use
| A | [22 empty] | B |  | C |  | D
| Each |  |  | $ | [19 empty] | $ |  | $ |  | $
38651 | 38651 | Up to 100 mm.......................................................................................................................................................................... | [17 empty] | 2,078.72 |  |  |  | 136.56 |  |  | 169.71 | 388.32 |  | 38651 |  |  |  | 38651 | 2,078.72 136.56 169.71 388.32 38651 | 2078.72 | 136.56 | 169.71 | 388.32 | 2078.72 | 136.56 | 169.71 | 388.32
38652 | 38652 | 100 - 200 mm.......................................................................................................................................................................... | [17 empty] | 5,817.24 |  |  |  | 157.65 |  |  | 191.02 | 415.09 |  | 38652 |  |  |  | 38652 | 5,817.24 157.65 191.02 415.09 38652 | 5817.24 | 157.65 | 191.02 | 415.09 | 5817.24 | 157.65 | 191.02 | 415.09
38653 | 38653 | 200 - 250 mm.......................................................................................................................................................................... | [17 empty] | 8,515.62 |  |  |  | 168.08 |  |  | 201.56 | 428.46 |  | 38653 |  |  |  | 38653 | 8,515.62 168.08 201.56 428.46 38653 | 8515.62 | 168.08 | 201.56 | 428.46 | 8515.62 | 168.08 | 201.56 | 428.46
38654 | 38654 | 250 - 280 mm ......................................................................................................................................................................... | [17 empty] | 10,515.02 |  |  |  | 178.60 |  |  | 212.22 | 441.87 |  | 38654 |  |  |  | 38654 | 10,515.02 178.60 212.22 441.87 38654 | 10515.02 | 178.6 | 212.22 | 441.87 | 10515.02 | 178.6 | 212.22 | 441.87
38655 | 38655 | 280 - 315 mm.......................................................................................................................................................................... | [17 empty] | 11,780.48 |  |  |  | 189.14 |  |  | 222.75 | 468.61 |  | 38655 |  |  |  | 38655 | 11,780.48 189.14 222.75 468.61 38655 | 11780.48 | 189.14 | 222.75 | 468.61 | 11780.48 | 189.14 | 222.75 | 468.61
38656 | 38656 | 315 - 400 mm.......................................................................................................................................................................... | [17 empty] | 17,087.67 |  |  |  | 199.66 |  |  | 233.42 | 482.00 |  | 38656 |  |  |  | 38656 | 17,087.67 199.66 233.42 482.00 38656 | 17087.67 | 199.66 | 233.42 | 482 | 17087.67 | 199.66 | 233.42 | 482
PVC direct-drive inline duct fan c/w acoustic casing and local control panel,
fan diameter : -
Each
38657 | 38657 | 200 mm.................................................................................................................................................................................... | [17 empty] | 13,663.05 |  |  |  | 157.65 |  |  | 191.02 | 415.09 |  | 38657 |  |  |  | 38657 | 13,663.05 157.65 191.02 415.09 38657 | 13663.05 | 157.65 | 191.02 | 415.09 | 13663.05 | 157.65 | 191.02 | 415.09
Flameproof in-line fan : -
Each
38658 | 38658 | Flameproof in-line fan, 880 r.p.m., fan diameter up to 330 mm............................................................................................ | [17 empty] | 8,661.88 |  |  |  | 197.46 |  |  | 230.84 | 476.67 |  | 38658 |  |  |  | 38658 | 8,661.88 197.46 230.84 476.67 38658 | 8661.88 | 197.46 | 230.84 | 476.67 | 8661.88 | 197.46 | 230.84 | 476.67
Exhaust fan c/w automatic motorized weather-proof louvre, propeller type, fan diameter : -
Each
38659 | 38659 | 150 mm ................................................................................................................................................................................... | [17 empty] | 1,366.11 |  |  |  | 21.25 |  |  | 26.63 | 42.57 |  | 38659 |  |  |  | 38659 | 1,366.11 21.25 26.63 42.57 38659 | 1366.11 | 21.25 | 26.63 | 42.57 | 1366.11 | 21.25 | 26.63 | 42.57
38660 | 38660 | 230 mm ................................................................................................................................................................................... | [17 empty] | 2,079.25 |  |  |  | 23.41 |  |  | 28.80 | 47.85 |  | 38660 |  |  |  | 38660 | 2,079.25 23.41 28.80 47.85 38660 | 2079.25 | 23.41 | 28.8 | 47.85 | 2079.25 | 23.41 | 28.8 | 47.85
38661 | 38661 | 300 mm ................................................................................................................................................................................... | [17 empty] | 2,597.35 |  |  |  | 25.57 |  |  | 30.83 | 53.23 |  | 38661 |  |  |  | 38661 | 2,597.35 25.57 30.83 53.23 38661 | 2597.35 | 25.57 | 30.83 | 53.23 | 2597.35 | 25.57 | 30.83 | 53.23
Aluminium acoustic box c/w propeller fan : -
Each
38662 | 38662 | Aluminium acoustic box c/w 250 mm diameter propeller fan of duty (0.17 m³/ s, 40 Pa) and air
| grilles. Nominal size 450 x 450 x 700 mm............................................................................................................................. | [18 empty] | 3,584.22 |  |  |  | 177.41 |  |  | 213.82 | 471.11 |  | 38662 |  |  |  | 38662 | 3,584.22 177.41 213.82 471.11 38662 | 3584.22 | 177.41 | 213.82 | 471.11 | 3584.22 | 177.41 | 213.82 | 471.11
38/54
38 | 38 | HEATING, VENTILATION AND AIR-CONDITIONING - EQUIPMENT | [17 empty] | 38
| Item | Item
| FANS & VENTILATION SYSTEM (CONT'D) | [14 empty] | Take | [9 empty] | Take
| Supply | [22 empty] | down |  | down |  | Fix
| and | [22 empty] | and |  | and set |  | only
| Blower fan, in-line silent centrifugal type, impeller diameter : - | [14 empty] | fix | [7 empty] | clear |  | aside for
| away | [24 empty] | re-use
| A | [22 empty] | B |  | C |  | D
| Each |  |  | $ | [19 empty] | $ |  | $ |  | $
38663 | 38663 | Up to 100 mm ......................................................................................................................................................................... | [17 empty] | 997.61 |  |  |  | 41.37 |  |  | 53.32 | 179.11 |  | 38663 |  |  |  | 38663 | 997.61 41.37 53.32 179.11 38663 | 997.61 | 41.37 | 53.32 | 179.11 | 997.61 | 41.37 | 53.32 | 179.11
38664 | 38664 | 100 - 200 mm ......................................................................................................................................................................... | [17 empty] | 1,995.21 |  |  |  | 43.18 |  |  | 56.38 | 183.51 |  | 38664 |  |  |  | 38664 | 1,995.21 43.18 56.38 183.51 38664 | 1995.21 | 43.18 | 56.38 | 183.51 | 1995.21 | 43.18 | 56.38 | 183.51
38665 | 38665 | 200 - 300 mm ......................................................................................................................................................................... | [17 empty] | 2,992.82 |  |  |  | 44.99 |  |  | 59.42 | 189.26 |  | 38665 |  |  |  | 38665 | 2,992.82 44.99 59.42 189.26 38665 | 2992.82 | 44.99 | 59.42 | 189.26 | 2992.82 | 44.99 | 59.42 | 189.26
Motor starter c/w push buttons, relays, circuit protective device : -
Each
38666 | 38666 | Up to 2.2 kW rating................................................................................................................................................................. | [17 empty] | 447.19 |  |  |  | 8.59 |  |  | 11.57 | 43.64 |  | 38666 |  |  |  | 38666 | 447.19 8.59 11.57 43.64 38666 | 447.19 | 8.59 | 11.57 | 43.64 | 447.19 | 8.59 | 11.57 | 43.64
38667 | 38667 | 2.2 - 5.5 kW rating.................................................................................................................................................................. | [17 empty] | 474.97 |  |  |  | 9.77 |  |  | 14.36 | 49.11 |  | 38667 |  |  |  | 38667 | 474.97 9.77 14.36 49.11 38667 | 474.97 | 9.77 | 14.36 | 49.11 | 474.97 | 9.77 | 14.36 | 49.11
38668 | 38668 | 5.5 - 11 kW rating................................................................................................................................................................... | [17 empty] | 2,357.14 |  |  |  | 11.48 |  |  | 17.27 | 54.59 |  | 38668 |  |  |  | 38668 | 2,357.14 11.48 17.27 54.59 38668 | 2357.14 | 11.48 | 17.27 | 54.59 | 2357.14 | 11.48 | 17.27 | 54.59
38669 | 38669 | 11 - 15 kW rating.................................................................................................................................................................... | [17 empty] | 3,672.04 |  |  |  | 14.28 |  |  | 20.15 | 63.25 |  | 38669 |  |  |  | 38669 | 3,672.04 14.28 20.15 63.25 38669 | 3672.04 | 14.28 | 20.15 | 63.25 | 3672.04 | 14.28 | 20.15 | 63.25
Contactor : -
Each
38670 | 38670 | 30 A SP & N........................................................................................................................................................................... | [17 empty] | 190.38 |  |  |  | 7.43 |  |  | 9.80 | 29.74 |  | 38670 |  |  |  | 38670 | 190.38 7.43 9.80 29.74 38670 | 190.38 | 7.43 | 9.8 | 29.74 | 190.38 | 7.43 | 9.8 | 29.74
38671 | 38671 | 60 A SP & N........................................................................................................................................................................... | [17 empty] | 380.93 |  |  |  | 11.53 |  |  | 14.26 | 51.08 |  | 38671 |  |  |  | 38671 | 380.93 11.53 14.26 51.08 38671 | 380.93 | 11.53 | 14.26 | 51.08 | 380.93 | 11.53 | 14.26 | 51.08
38672 | 38672 | 100 A SP & N......................................................................................................................................................................... | [17 empty] | 625.48 |  |  |  | 16.05 |  |  | 20.45 | 57.52 |  | 38672 |  |  |  | 38672 | 625.48 16.05 20.45 57.52 38672 | 625.48 | 16.05 | 20.45 | 57.52 | 625.48 | 16.05 | 20.45 | 57.52
38673 | 38673 | 30 A TP & N........................................................................................................................................................................... | [17 empty] | 218.42 |  |  |  | 8.42 |  |  | 10.98 | 35.23 |  | 38673 |  |  |  | 38673 | 218.42 8.42 10.98 35.23 38673 | 218.42 | 8.42 | 10.98 | 35.23 | 218.42 | 8.42 | 10.98 | 35.23
38674 | 38674 | 60 A TP & N........................................................................................................................................................................... | [17 empty] | 695.13 |  |  |  | 13.40 |  |  | 17.33 | 55.68 |  | 38674 |  |  |  | 38674 | 695.13 13.40 17.33 55.68 38674 | 695.13 | 13.4 | 17.33 | 55.68 | 695.13 | 13.4 | 17.33 | 55.68
38675 | 38675 | 100 A TP & N......................................................................................................................................................................... | [17 empty] | 904.17 |  |  |  | 17.57 |  |  | 22.79 | 71.41 |  | 38675 |  |  |  | 38675 | 904.17 17.57 22.79 71.41 38675 | 904.17 | 17.57 | 22.79 | 71.41 | 904.17 | 17.57 | 22.79 | 71.41
Time switch c/w overriding switch : -
Each
38676 | 38676 | 24-hour dial............................................................................................................................................................................. | [17 empty] | 513.20 |  |  |  | 4.83 |  |  | 7.26 | 18.13 |  | 38676 |  |  |  | 38676 | 513.20 4.83 7.26 18.13 38676 | 513.2 | 4.83 | 7.26 | 18.13 | 513.2 | 4.83 | 7.26 | 18.13
38677 | 38677 | 7-day clock.............................................................................................................................................................................. | [17 empty] | 826.38 |  |  |  | 4.83 |  |  | 7.26 | 18.13 |  | 38677 |  |  |  | 38677 | 826.38 4.83 7.26 18.13 38677 | 826.38 | 4.83 | 7.26 | 18.13 | 826.38 | 4.83 | 7.26 | 18.13
38678 | 38678 | with 3-minute delay................................................................................................................................................................. | [17 empty] | 370.50 |  |  |  | 4.83 |  |  | 7.26 | 18.13 |  | 38678 |  |  |  | 38678 | 370.50 4.83 7.26 18.13 38678 | 370.5 | 4.83 | 7.26 | 18.13 | 370.5 | 4.83 | 7.26 | 18.13
38/55
38 | 38 | HEATING, VENTILATION AND AIR-CONDITIONING - EQUIPMENT | [17 empty] | 38
| Item | Item
| FANS & VENTILATION SYSTEM (CONT'D) | [14 empty] | Take | [9 empty] | Take
| Supply | [22 empty] | down |  | down |  | Fix
| and | [22 empty] | and |  | and set |  | only
| Soft motor starter : - |  |  |  |  | fix | [17 empty] | clear |  | aside for
| away | [24 empty] | re-use
| A | [22 empty] | B |  | C |  | D
| Each |  |  | $ | [19 empty] | $ |  | $ |  | $
38679 | 38679 | Up to 2.2 kW rating................................................................................................................................................................. | [17 empty] | 9,253.67 |  |  |  | 22.94 |  |  | 28.78 | 87.66 |  | 38679 |  |  |  | 38679 | 9,253.67 22.94 28.78 87.66 38679 | 9253.67 | 22.94 | 28.78 | 87.66 | 9253.67 | 22.94 | 28.78 | 87.66
38680 | 38680 | 2.2 - 5.5 kW rating.................................................................................................................................................................. | [17 empty] | 10,791.93 |  |  |  | 28.81 |  |  | 34.76 | 98.65 |  | 38680 |  |  |  | 38680 | 10,791.93 28.81 34.76 98.65 38680 | 10791.93 | 28.81 | 34.76 | 98.65 | 10791.93 | 28.81 | 34.76 | 98.65
38681 | 38681 | 5.5 - 12 kW rating................................................................................................................................................................... | [17 empty] | 11,898.40 |  |  |  | 34.33 |  |  | 40.29 | 109.62 |  | 38681 |  |  |  | 38681 | 11,898.40 34.33 40.29 109.62 38681 | 11898.4 | 34.33 | 40.29 | 109.62 | 11898.4 | 34.33 | 40.29 | 109.62
38682 | 38682 | 12 - 22 kW rating.................................................................................................................................................................... | [17 empty] | 12,824.32 |  |  |  | 40.33 |  |  | 46.28 | 120.51 |  | 38682 |  |  |  | 38682 | 12,824.32 40.33 46.28 120.51 38682 | 12824.32 | 40.33 | 46.28 | 120.51 | 12824.32 | 40.33 | 46.28 | 120.51
38683 | 38683 | 22 - 37 kW rating.................................................................................................................................................................... | [17 empty] | 17,318.84 |  |  |  | 45.86 |  |  | 51.90 | 131.49 |  | 38683 |  |  |  | 38683 | 17,318.84 45.86 51.90 131.49 38683 | 17318.84 | 45.86 | 51.9 | 131.49 | 17318.84 | 45.86 | 51.9 | 131.49
Grease filter type kitchen exhaust hood
Exhaust hood of 316 stainless steel sheet 1.2 mm thick with hair line finish c/w minimum
38 mm stainless steel angle iron frame and supports, 50 mm thick grease filters, filter
washing facilities, flushed fluorescent lighting with heat resistant wired glass diffusers
and accessories with height up to and including 1.2 m, with the hood bottom perimeter
to reference dimension.
Hood undersurface area of : -
Each
38684 | 38684 | Up to 3 m²................................................................................................................................................................................ | [17 empty] | 20,789.30 |  |  |  | 249.52 |  |  | 395.94 | 1,322.80 |  | 38684 |  |  |  | 38684 | 20,789.30 249.52 395.94 1,322.80 38684 | 20789.3 | 249.52 | 395.94 | 1322.8 | 20789.3 | 249.52 | 395.94 | 1322.8
38685 | 38685 | 3 - 4 m².................................................................................................................................................................................... | [17 empty] | 26,055.37 |  |  |  | 376.74 |  |  | 509.69 | 1,646.35 |  | 38685 |  |  |  | 38685 | 26,055.37 376.74 509.69 1,646.35 38685 | 26055.37 | 376.74 | 509.69 | 1646.35 | 26055.37 | 376.74 | 509.69 | 1646.35
38686 | 38686 | 4 - 5 m².................................................................................................................................................................................... | [17 empty] | 31,652.61 |  |  |  | 462.32 |  |  | 607.44 | 1,867.17 |  | 38686 |  |  |  | 38686 | 31,652.61 462.32 607.44 1,867.17 38686 | 31652.61 | 462.32 | 607.44 | 1867.17 | 31652.61 | 462.32 | 607.44 | 1867.17
38687 | 38687 | 5 - 6 m².................................................................................................................................................................................... | [17 empty] | 37,720.51 |  |  |  | 582.66 |  |  | 680.93 | 1,909.89 |  | 38687 |  |  |  | 38687 | 37,720.51 582.66 680.93 1,909.89 38687 | 37720.51 | 582.66 | 680.93 | 1909.89 | 37720.51 | 582.66 | 680.93 | 1909.89
Washable grease filter : -
Each
38688 | 38688 | 500 x 500 x 50 mm thick........................................................................................................................................................ | [17 empty] | 508.16 |  |  |  | 5.18 |  |  | 8.20 | 16.00 |  | 38688 |  |  |  | 38688 | 508.16 5.18 8.20 16.00 38688 | 508.16 | 5.18 | 8.2 | 16 | 508.16 | 5.18 | 8.2 | 16
Cleaning tank : -
Each
38689 | 38689 | Stainless steel cleaning tank................................................................................................................................................... | [17 empty] | 5,821.03 |  |  |  | 26.29 |  |  | 33.22 | 102.53 |  | 38689 |  |  |  | 38689 | 5,821.03 26.29 33.22 102.53 38689 | 5821.03 | 26.29 | 33.22 | 102.53 | 5821.03 | 26.29 | 33.22 | 102.53
Per litre
38690 | 38690 | Cleaning detergent.................................................................................................................................................................. | [17 empty] | 71.38 |  |  |  | - |  |  | - | - |  | 38690 |  |  |  | 38690 | 71.38 - - - 38690 | 71.38 | #VALUE! | #VALUE! | #VALUE! | 71.38 | - | - | -
38/56
38 | 38 | HEATING, VENTILATION AND AIR-CONDITIONING - EQUIPMENT | [17 empty] | 38
| Item | Item
FANS & VENTILATION SYSTEM (CONT'D)
| Water scrubbing type exhaust hood of 316 stainless steel sheet 1.2 mm thick with hair line finish | [17 empty] | Take | [6 empty] | Take
| c/w minimum 38 mm stainless steel angle iron frame and support, grease filters filter washing | [17 empty] | Supply |  |  |  |  | down |  | down |  | Fix
| facilities, rotary baffles, inspection door, water recirculation system, control panel, flushed | [17 empty] | and |  |  |  |  | and |  | and set |  | only
| fluorescent lighting with heat resistant wired glass diffusers and accessories (with height up to | [17 empty] | fix |  |  |  |  | clear |  | aside for
| and including 1.2 m, with the hood bottom perimeter as reference dimension), jet spray nozzles. | [17 empty] | away | [6 empty] | re-use
Hood undersurface area of : -
| A | [22 empty] | B |  | C |  | D
| Each |  |  | $ | [19 empty] | $ |  | $ |  | $
38691 | 38691 | Up to 4 m²................................................................................................................................................................................ | [17 empty] | 61,799.78 |  |  |  | 408.75 |  |  | 555.83 | 1,749.40 |  | 38691 |  |  |  | 38691 | 61,799.78 408.75 555.83 1,749.40 38691 | 61799.78 | 408.75 | 555.83 | 1749.4 | 61799.78 | 408.75 | 555.83 | 1749.4
38692 | 38692 | 4 - 5 m².................................................................................................................................................................................... | [17 empty] | 11,766.19 |  |  |  | 505.21 |  |  | 658.89 | 1,983.30 |  | 38692 |  |  |  | 38692 | 11,766.19 505.21 658.89 1,983.30 38692 | 11766.19 | 505.21 | 658.89 | 1983.3 | 11766.19 | 505.21 | 658.89 | 1983.3
(The actual rate should be : $117,661.90 for Item 38692A)
38693 | 38693 | 5 - 6 m².................................................................................................................................................................................... | [17 empty] | 12,759.06 |  |  |  | 637.15 |  |  | 783.26 | 2,193.47 |  | 38693 |  |  |  | 38693 | 12,759.06 637.15 783.26 2,193.47 38693 | 12759.06 | 637.15 | 783.26 | 2193.47 | 12759.06 | 637.15 | 783.26 | 2193.47
(The actual rate should be : $127,590.60 for Item 38693A)
38694 | 38694 | Add to last item for each additional square metre or part thereof.......................................................................................... | [17 empty] | 10,106.77 |  |  |  | 114.20 |  |  | 124.38 | 222.04 |  | 38694 |  |  |  | 38694 | 10,106.77 114.20 124.38 222.04 38694 | 10106.77 | 114.2 | 124.38 | 222.04 | 10106.77 | 114.2 | 124.38 | 222.04
Vehicle exhaust hose and hose reel : -
Per set
38695 | 38695 | Vehicle exhaust hose reel c/w nozzle, hose clip, 10 m exhaust hose of 50 mm diameter c/w
| control panel and all necessary accessories ........................................................................................................................... | [18 empty] | 45,907.06 |  |  |  | 169.63 |  |  | 250.89 | 616.64 |  | 38695 |  |  |  | 38695 | 45,907.06 169.63 250.89 616.64 38695 | 45907.06 | 169.63 | 250.89 | 616.64 | 45907.06 | 169.63 | 250.89 | 616.64
38696 | 38696 | 50 mm diameter. exhaust hose 10 m long.............................................................................................................................. | [17 empty] | 6,113.58 |  |  |  | 19.22 |  |  | 32.47 | 56.71 |  | 38696 |  |  |  | 38696 | 6,113.58 19.22 32.47 56.71 38696 | 6113.58 | 19.22 | 32.47 | 56.71 | 6113.58 | 19.22 | 32.47 | 56.71
Sundries : -
Each
38697 | 38697 | Acoustic enclosure for housing centrifugal fan...................................................................................................................... | [17 empty] | 3,327.00 |  |  |  | 63.60 |  |  | 80.24 | 191.68 |  | 38697 |  |  |  | 38697 | 3,327.00 63.60 80.24 191.68 38697 | 3327 | 63.6 | 80.24 | 191.68 | 3327 | 63.6 | 80.24 | 191.68
38698 | 38698 | Silencer of 304 stainless steel construction c/w corrosion resistant flanges 300 mm (diameter)
| x 1200 mm (long) ................................................................................................................................................................... | [18 empty] | 5,902.68 |  |  |  | 18.52 |  |  | 33.61 | 99.24 |  | 38698 |  |  |  | 38698 | 5,902.68 18.52 33.61 99.24 38698 | 5902.68 | 18.52 | 33.61 | 99.24 | 5902.68 | 18.52 | 33.61 | 99.24
Acoustic louver
Per cubic metre
38699 | 38699 | Acoustic insulation silencer, stainless steel 316 c/w corrosion resistant............................................................................... | [17 empty] | 1,050.67 |  |  |  | 13.89 |  |  | 20.45 | 46.53 |  | 38699 |  |  |  | 38699 | 1,050.67 13.89 20.45 46.53 38699 | 1050.67 | 13.89 | 20.45 | 46.53 | 1050.67 | 13.89 | 20.45 | 46.53
Acoustic enclosure for heat pump : -
Each
38700 | 38700 | 50 - 100 kW............................................................................................................................................................................. | [17 empty] | 48,929.55 |  |  |  | 265.22 |  |  | 437.85 | 1,482.33 |  | 38700 |  |  |  | 38700 | 48,929.55 265.22 437.85 1,482.33 38700 | 48929.55 | 265.22 | 437.85 | 1482.33 | 48929.55 | 265.22 | 437.85 | 1482.33
38701 | 38701 | 100 - 150 kW........................................................................................................................................................................... | [17 empty] | 67,299.78 |  |  |  | 317.85 |  |  | 539.83 | 1,614.21 |  | 38701 |  |  |  | 38701 | 67,299.78 317.85 539.83 1,614.21 38701 | 67299.78 | 317.85 | 539.83 | 1614.21 | 67299.78 | 317.85 | 539.83 | 1614.21
38702 | 38702 | 150 - 200 kW........................................................................................................................................................................... | [17 empty] | 83,236.78 |  |  |  | 376.74 |  |  | 738.04 | 1,956.98 |  | 38702 |  |  |  | 38702 | 83,236.78 376.74 738.04 1,956.98 38702 | 83236.78 | 376.74 | 738.04 | 1956.98 | 83236.78 | 376.74 | 738.04 | 1956.98
38703 | 38703 | 200 - 300 kW........................................................................................................................................................................... | [17 empty] | 98,222.16 |  |  |  | 454.15 |  |  | 848.63 | 2,056.00 |  | 38703 |  |  |  | 38703 | 98,222.16 454.15 848.63 2,056.00 38703 | 98222.16 | 454.15 | 848.63 | 2056 | 98222.16 | 454.15 | 848.63 | 2056
38/57
38 | 38 | HEATING, VENTILATION AND AIR-CONDITIONING - EQUIPMENT | [17 empty] | 38
| Item | Item
| FANS & VENTILATION SYSTEM (CONT'D) | [14 empty] | Take | [9 empty] | Take
| Supply | [22 empty] | down |  | down |  | Fix
| and | [22 empty] | and |  | and set |  | only
| High pressure cleansing unit : - | [9 empty] | fix | [12 empty] | clear |  | aside for
| away | [24 empty] | re-use
| A | [22 empty] | B |  | C |  | D
| Per set |  |  | $ | [19 empty] | $ |  | $ |  | $
38704 | 38704 | Wall mounted unit flow rate 15.7 l/ min at 175 bar pressure................................................................................................ | [17 empty] | 22,513.24 |  |  |  | 93.65 |  |  | 113.27 | 301.42 |  | 38704 |  |  |  | 38704 | 22,513.24 93.65 113.27 301.42 38704 | 22513.24 | 93.65 | 113.27 | 301.42 | 22513.24 | 93.65 | 113.27 | 301.42
Full package 2 pump unit at 400 kPa working pressure : -
Per set
38705 | 38705 | Up to 0.5 kW........................................................................................................................................................................... | [17 empty] | 5,654.00 |  |  |  | 51.68 |  |  | 73.03 | 241.52 |  | 38705 |  |  |  | 38705 | 5,654.00 51.68 73.03 241.52 38705 | 5654 | 51.68 | 73.03 | 241.52 | 5654 | 51.68 | 73.03 | 241.52
38706 | 38706 | 0.5 - 2 kW................................................................................................................................................................................ | [17 empty] | 11,122.95 |  |  |  | 68.68 |  |  | 81.22 | 274.42 |  | 38706 |  |  |  | 38706 | 11,122.95 68.68 81.22 274.42 38706 | 11122.95 | 68.68 | 81.22 | 274.42 | 11122.95 | 68.68 | 81.22 | 274.42
38707 | 38707 | 2 - 5 kW................................................................................................................................................................................... | [17 empty] | 20,544.40 |  |  |  | 74.62 |  |  | 86.04 | 285.42 |  | 38707 |  |  |  | 38707 | 20,544.40 74.62 86.04 285.42 38707 | 20544.4 | 74.62 | 86.04 | 285.42 | 20544.4 | 74.62 | 86.04 | 285.42
Water scrubber/ multi-throat venture scrubber c/w packings, FRP centrifugal fan,
mist eliminator, pipework, nozzle, sump, 3 nos. recycling pump c/w pump motor,
flow sensor, flow switch, air release valve, chemical metering pump, ORP and pH
analyzer transmitter, chemical tank, fully enclosed acoustic panel chamber, local
control panel for design flow rate of : -
Per set
38708 | 38708 | 4.4 - 5.5 m³/ s........................................................................................................................................................................... | [17 empty] | 33,596.24 |  |  |  | 1,998.32 |  |  | 2,793.62 | 8,614.54 |  | 38708 |  |  |  | 38708 | 33,596.24 1,998.32 2,793.62 8,614.54 38708 | 33596.24 | 1998.32 | 2793.62 | 8614.54 | 33596.24 | 1998.32 | 2793.62 | 8614.54
(The actual rate should be : $335,962.40 for Item 38708A)
38709 | 38709 | 5.5 - 8 m³/ s.............................................................................................................................................................................. | [17 empty] | 52,338.59 |  |  |  | 2,419.99 |  |  | 3,285.93 | 9,710.13 |  | 38709 |  |  |  | 38709 | 52,338.59 2,419.99 3,285.93 9,710.13 38709 | 52338.59 | 2419.99 | 3285.93 | 9710.13 | 52338.59 | 2419.99 | 3285.93 | 9710.13
(The actual rate should be : $523,385.90 for Item 38709A)
38710 | 38710 | 8 - 11.5 m³/ s............................................................................................................................................................................ | [17 empty] | 78,577.90 |  |  |  | 3,010.33 |  |  | 3,975.16 | 11,243.96 |  | 38710 |  |  |  | 38710 | 78,577.90 3,010.33 3,975.16 11,243.96 38710 | 78577.9 | 3010.33 | 3975.16 | 11243.96 | 78577.9 | 3010.33 | 3975.16 | 11243.96
(The actual rate should be : $785,779.00 for Item 38710A)
38711 | 38711 | 11.5 - 14.5 m³/ s...................................................................................................................................................................... | [17 empty] | 97,518.04 |  |  |  | 3,541.74 |  |  | 4,712.80 | 12,633.06 |  | 38711 |  |  |  | 38711 | 97,518.04 3,541.74 4,712.80 12,633.06 38711 | 97518.04 | 3541.74 | 4712.8 | 12633.06 | 97518.04 | 3541.74 | 4712.8 | 12633.06
(The actual rate should be : $975,180.40 for Item 38711A)
Silencer of PVC/ PP construction c/w corrosion resistant flanges : -
Each
38712 | 38712 | Up to 0.5 m³/ s......................................................................................................................................................................... | [17 empty] | 6,112.02 |  |  |  | 22.30 |  |  | 35.61 | 121.68 |  | 38712 |  |  |  | 38712 | 6,112.02 22.30 35.61 121.68 38712 | 6112.02 | 22.3 | 35.61 | 121.68 | 6112.02 | 22.3 | 35.61 | 121.68
38713 | 38713 | 0.5 - 1 m³/ s.............................................................................................................................................................................. | [17 empty] | 9,986.08 |  |  |  | 30.21 |  |  | 44.34 | 148.84 |  | 38713 |  |  |  | 38713 | 9,986.08 30.21 44.34 148.84 38713 | 9986.08 | 30.21 | 44.34 | 148.84 | 9986.08 | 30.21 | 44.34 | 148.84
38714 | 38714 | 1 - 1.5 m³/ s.............................................................................................................................................................................. | [17 empty] | 11,390.15 |  |  |  | 47.03 |  |  | 56.59 | 170.10 |  | 38714 |  |  |  | 38714 | 11,390.15 47.03 56.59 170.10 38714 | 11390.15 | 47.03 | 56.59 | 170.1 | 11390.15 | 47.03 | 56.59 | 170.1
38715 | 38715 | 1.5 - 2 m³/ s.............................................................................................................................................................................. | [17 empty] | 15,047.34 |  |  |  | 56.59 |  |  | 71.16 | 191.47 |  | 38715 |  |  |  | 38715 | 15,047.34 56.59 71.16 191.47 38715 | 15047.34 | 56.59 | 71.16 | 191.47 | 15047.34 | 56.59 | 71.16 | 191.47
38716 | 38716 | Add to last item for each additional 0.5 m³/ s or part thereof................................................................................................ | [17 empty] | 3,321.15 |  |  |  | 6.16 |  |  | 9.84 | 23.68 |  | 38716 |  |  |  | 38716 | 3,321.15 6.16 9.84 23.68 38716 | 3321.15 | 6.16 | 9.84 | 23.68 | 3321.15 | 6.16 | 9.84 | 23.68
38/58
38 | 38 | HEATING, VENTILATION AND AIR-CONDITIONING - EQUIPMENT | [17 empty] | 38
| Item | Item
| FANS & VENTILATION SYSTEM (CONT'D) | [14 empty] | Take | [9 empty] | Take
| Supply | [22 empty] | down |  | down |  | Fix
| and | [22 empty] | and |  | and set |  | only
| Sundries : - |  |  |  | fix | [18 empty] | clear |  | aside for
| away | [24 empty] | re-use
| A | [22 empty] | B |  | C |  | D
| Each |  |  | $ | [19 empty] | $ |  | $ |  | $
38717 | 38717 | Chemical dosing tank c/w accessories, chemical metering pump set.................................................................................... | [17 empty] | 2,048.30 |  |  |  | 9.36 |  |  | 18.52 | 39.25 |  | 38717 |  |  |  | 38717 | 2,048.30 9.36 18.52 39.25 38717 | 2048.3 | 9.36 | 18.52 | 39.25 | 2048.3 | 9.36 | 18.52 | 39.25
38718 | 38718 | ORP analyzer c/w sensor, transmitter and accessories.......................................................................................................... | [17 empty] | 1,562.46 |  |  |  | 9.74 |  |  | 12.64 | 29.68 |  | 38718 |  |  |  | 38718 | 1,562.46 9.74 12.64 29.68 38718 | 1562.46 | 9.74 | 12.64 | 29.68 | 1562.46 | 9.74 | 12.64 | 29.68
38719 | 38719 | pH analyzer c/w sensor, transmitter and accessories.............................................................................................................. | [17 empty] | 1,557.93 |  |  |  | 9.74 |  |  | 12.64 | 29.68 |  | 38719 |  |  |  | 38719 | 1,557.93 9.74 12.64 29.68 38719 | 1557.93 | 9.74 | 12.64 | 29.68 | 1557.93 | 9.74 | 12.64 | 29.68
38720 | 38720 | Portable chemical pump for NaOH/ NaOCl........................................................................................................................... | [17 empty] | 1,745.15 |  |  |  | 15.58 |  |  | 25.15 | 59.46 |  | 38720 |  |  |  | 38720 | 1,745.15 15.58 25.15 59.46 38720 | 1745.15 | 15.58 | 25.15 | 59.46 | 1745.15 | 15.58 | 25.15 | 59.46
| ENERGY SAVING CONTROL SYSTEM | [12 empty] | Take | [11 empty] | Take
| Supply | [22 empty] | down |  | down |  | Fix
| and | [22 empty] | and |  | and set |  | only
| Energy savings control system for mechanical ventilation integrated with natural | [16 empty] | fix | [5 empty] | clear |  | aside for
| ventilation : - |  |  |  | away | [20 empty] | re-use
| A | [22 empty] | B |  | C |  | D
| Each |  |  | $ | [19 empty] | $ |  | $ |  | $
38721 | 38721 | Wind speed sensor.................................................................................................................................................................. | [17 empty] | 12,474.58 |  |  |  | 65.13 |  |  | 85.08 | 237.10 |  | 38721 |  |  |  | 38721 | 12,474.58 65.13 85.08 237.10 38721 | 12474.58 | 65.13 | 85.08 | 237.1 | 12474.58 | 65.13 | 85.08 | 237.1
38722 | 38722 | Wind direction sensor............................................................................................................................................................. | [17 empty] | 14,586.46 |  |  |  | 65.43 |  |  | 85.23 | 239.09 |  | 38722 |  |  |  | 38722 | 14,586.46 65.43 85.23 239.09 38722 | 14586.46 | 65.43 | 85.23 | 239.09 | 14586.46 | 65.43 | 85.23 | 239.09
38723 | 38723 | Wind speed and direction controller c/w power cables, control cables, contactors metal
| enclosure and all necessary accessories.................................................................................................................................. | [18 empty] | 6,417.35 |  |  |  | 188.24 |  |  | 282.74 | 713.58 |  | 38723 |  |  |  | 38723 | 6,417.35 188.24 282.74 713.58 38723 | 6417.35 | 188.24 | 282.74 | 713.58 | 6417.35 | 188.24 | 282.74 | 713.58
| VARIABLE SPEED MOTOR DRIVE | [11 empty] | Take | [12 empty] | Take
| Supply | [22 empty] | down |  | down |  | Fix
| and | [22 empty] | and |  | and set |  | only
| Variable speed motor drive of rating : - | [9 empty] | fix | [12 empty] | clear |  | aside for
| away | [24 empty] | re-use
| A | [22 empty] | B |  | C |  | D
| Each |  |  | $ | [19 empty] | $ |  | $ |  | $
38724 | 38724 | Up to 5 kW.............................................................................................................................................................................. | [17 empty] | 12,458.30 |  |  |  | 13.82 |  |  | 17.99 | 52.62 |  | 38724 |  |  |  | 38724 | 12,458.30 13.82 17.99 52.62 38724 | 12458.3 | 13.82 | 17.99 | 52.62 | 12458.3 | 13.82 | 17.99 | 52.62
38725 | 38725 | 5 - 10 kW................................................................................................................................................................................. | [17 empty] | 14,792.94 |  |  |  | 18.52 |  |  | 24.73 | 70.95 |  | 38725 |  |  |  | 38725 | 14,792.94 18.52 24.73 70.95 38725 | 14792.94 | 18.52 | 24.73 | 70.95 | 14792.94 | 18.52 | 24.73 | 70.95
38726 | 38726 | 10 - 15 kW............................................................................................................................................................................... | [17 empty] | 16,982.55 |  |  |  | 23.23 |  |  | 31.46 | 89.30 |  | 38726 |  |  |  | 38726 | 16,982.55 23.23 31.46 89.30 38726 | 16982.55 | 23.23 | 31.46 | 89.3 | 16982.55 | 23.23 | 31.46 | 89.3
38727 | 38727 | 15 - 20 kW............................................................................................................................................................................... | [17 empty] | 18,942.70 |  |  |  | 28.11 |  |  | 37.31 | 106.37 |  | 38727 |  |  |  | 38727 | 18,942.70 28.11 37.31 106.37 38727 | 18942.7 | 28.11 | 37.31 | 106.37 | 18942.7 | 28.11 | 37.31 | 106.37
38728 | 38728 | 20 - 30 kW............................................................................................................................................................................... | [17 empty] | 34,672.76 |  |  |  | 31.12 |  |  | 42.24 | 122.45 |  | 38728 |  |  |  | 38728 | 34,672.76 31.12 42.24 122.45 38728 | 34672.76 | 31.12 | 42.24 | 122.45 | 34672.76 | 31.12 | 42.24 | 122.45
38729 | 38729 | 30 - 40 kW............................................................................................................................................................................... | [17 empty] | 38,547.34 |  |  |  | 37.53 |  |  | 50.78 | 136.17 |  | 38729 |  |  |  | 38729 | 38,547.34 37.53 50.78 136.17 38729 | 38547.34 | 37.53 | 50.78 | 136.17 | 38547.34 | 37.53 | 50.78 | 136.17
38730 | 38730 | 40 - 50 kW............................................................................................................................................................................... | [17 empty] | 44,193.79 |  |  |  | 42.50 |  |  | 54.55 | 148.77 |  | 38730 |  |  |  | 38730 | 44,193.79 42.50 54.55 148.77 38730 | 44193.79 | 42.5 | 54.55 | 148.77 | 44193.79 | 42.5 | 54.55 | 148.77
38731 | 38731 | 50 - 60 kW............................................................................................................................................................................... | [17 empty] | 50,641.72 |  |  |  | 46.59 |  |  | 57.96 | 152.14 |  | 38731 |  |  |  | 38731 | 50,641.72 46.59 57.96 152.14 38731 | 50641.72 | 46.59 | 57.96 | 152.14 | 50641.72 | 46.59 | 57.96 | 152.14
38/59
38 | 38 | HEATING, VENTILATION AND AIR-CONDITIONING - EQUIPMENT | [17 empty] | 38
| Item | Item
| METAL WORKS IN ASSOCIATED WITH AIR-CONDITIONING | [16 empty] | Take | [7 empty] | Take
| INSTALLATION | [5 empty] | Supply | [16 empty] | down |  | down |  | Fix
| and | [22 empty] | and |  | and set |  | only
| fix | [22 empty] | clear |  | aside for
| away | [24 empty] | re-use
| A | [22 empty] | B |  | C |  | D
| Per square metre |  |  |  |  | $ | [17 empty] | $ |  | $ |  | $
38732 | 38732 | Elevated or overhauling platform for A/ C equipment c/w metal work, railing, cat ladder,
painting as per Structural Engineer's recommended detail (to be measured on platform surface
| area)......................................................................................................................................................................................... | [18 empty] | 3,080.36 |  |  |  | 52.50 |  |  | 74.13 | 177.31 |  | 38732 |  |  |  | 38732 | 3,080.36 52.50 74.13 177.31 38732 | 3080.36 | 52.5 | 74.13 | 177.31 | 3080.36 | 52.5 | 74.13 | 177.31
Each
38733 | 38733 | Surveyor's certificate for steel service platform for maintenance of A/ C equipment........................................................... | [17 empty] | 8,255.15 |  |  |  | - |  |  | - | - |  | 38733 |  |  |  | 38733 | 8,255.15 - - - 38733 | 8255.15 | #VALUE! | #VALUE! | #VALUE! | 8255.15 | - | - | -
STEAM AND HOT WATER SYSTEM
| Take | [24 empty] | Take
| Steam plant and equipment c/w steam boiler, combustion chamber, automatic burner | [17 empty] | Supply |  |  |  |  | down |  | down |  | Fix
| with controls, blow-down valve, all necessary valves, tanks, thermometer, steam | [16 empty] | and | [5 empty] | and |  | and set |  | only
| pressure gauge, boiler feed pump with controls, water level gauge glass, water level | [17 empty] | fix |  |  |  |  | clear |  | aside for
| control, local control panel and protection, drip tray, cleaning tools, chemical dosing | [17 empty] | away | [6 empty] | re-use
equipment, draught gauge, meters, quartz clock and condensate/ feed tank : -
| A | [22 empty] | B |  | C |  | D
| Each |  |  | $ | [19 empty] | $ |  | $ |  | $
38734 | 38734 | Water heating capacity 401 - 500 kg/ hr................................................................................................................................. | [17 empty] | 74,859.56 |  |  |  | 5,701.63 |  |  | 6,553.35 | 14,591.70 |  | 38734 |  |  |  | 38734 | 74,859.56 5,701.63 6,553.35 14,591.70 38734 | 74859.56 | 5701.63 | 6553.35 | 14591.7 | 74859.56 | 5701.63 | 6553.35 | 14591.7
(The actual rate should be : $748,595.60 for Item 38734A)
Air-water heat pump (zero ODP refrigerant) c/w motor, compressor, condenser,
evaporator coil, centrifugal blower, automatic safety controls within common cabinet,
refrigerant receiver, moisture indicator, sight glass, thermal expansion valve, filter
drier, heat exchanger, lockout relay, fan motor, thermal overload protector, time
delay, phase monitor, hour meter and control panel : -
Each
38735 | 38735 | Water heating capacity 8 - 14 kW........................................................................................................................................... | [17 empty] | 49,932.97 |  |  |  | 383.80 |  |  | 460.74 | 1,957.70 |  | 38735 |  |  |  | 38735 | 49,932.97 383.80 460.74 1,957.70 38735 | 49932.97 | 383.8 | 460.74 | 1957.7 | 49932.97 | 383.8 | 460.74 | 1957.7
38736 | 38736 | Water heating capacity 14 - 28 kW......................................................................................................................................... | [17 empty] | 91,794.37 |  |  |  | 579.06 |  |  | 678.66 | 3,334.97 |  | 38736 |  |  |  | 38736 | 91,794.37 579.06 678.66 3,334.97 38736 | 91794.37 | 579.06 | 678.66 | 3334.97 | 91794.37 | 579.06 | 678.66 | 3334.97
38737 | 38737 | Water heating capacity 28 - 44 kW......................................................................................................................................... | [17 empty] | 20,355.19 |  |  |  | 804.32 |  |  | 896.36 | 4,658.35 |  | 38737 |  |  |  | 38737 | 20,355.19 804.32 896.36 4,658.35 38737 | 20355.19 | 804.32 | 896.36 | 4658.35 | 20355.19 | 804.32 | 896.36 | 4658.35
(The actual rate should be : $203,551.90 for Item 38737A)
38738 | 38738 | Water heating capacity 44 - 68 kW......................................................................................................................................... | [17 empty] | 25,167.58 |  |  |  | 1,091.31 |  |  | 1,705.47 | 5,971.08 |  | 38738 |  |  |  | 38738 | 25,167.58 1,091.31 1,705.47 5,971.08 38738 | 25167.58 | 1091.31 | 1705.47 | 5971.08 | 25167.58 | 1091.31 | 1705.47 | 5971.08
(The actual rate should be : $251,675.80 for Item 38738A)
38739 | 38739 | Water heating capacity 68 - 100 kW....................................................................................................................................... | [17 empty] | 30,253.85 |  |  |  | 1,394.00 |  |  | 2,588.82 | 7,325.82 |  | 38739 |  |  |  | 38739 | 30,253.85 1,394.00 2,588.82 7,325.82 38739 | 30253.85 | 1394 | 2588.82 | 7325.82 | 30253.85 | 1394 | 2588.82 | 7325.82
(The actual rate should be : $302,538.50 for Item 38739A)
38740 | 38740 | Water heating capacity 100 - 150 kW..................................................................................................................................... | [17 empty] | 37,089.44 |  |  |  | 2,200.62 |  |  | 3,283.42 | 8,834.42 |  | 38740 |  |  |  | 38740 | 37,089.44 2,200.62 3,283.42 8,834.42 38740 | 37089.44 | 2200.62 | 3283.42 | 8834.42 | 37089.44 | 2200.62 | 3283.42 | 8834.42
(The actual rate should be : $370,894.40 for Item 38740A)
38/60
38 | 38 | HEATING, VENTILATION AND AIR-CONDITIONING - EQUIPMENT | [17 empty] | 38
| Item | Item
STEAM AND HOT WATER SYSTEM (CONT'D)
Air-cooled packaged heat pump (zero ODP refrigerant) for external mounting c/w
| evaporators, condensers, fans, compressors, motors, water circulation pumps, pressure | [17 empty] | Take | [6 empty] | Take
| relief valves, expansion tanks, starters, refrigerant, expansion tank, buffer tank, noise | [17 empty] | Supply |  |  |  |  | down |  | down |  | Fix
| equipment, copper tube with pre-corrosion resisting treated copper fins, filter driers, | [17 empty] | and |  |  |  |  | and |  | and set |  | only
| water strainer, capacity controller, liquid receivers, starters, weather-proof cabinet, | [17 empty] | fix |  |  |  |  | clear |  | aside for
| emergency stop button, all necessary safety and operational control and accessories, local | [17 empty] | away | [6 empty] | re-use
control panel connected to electricity supply point, proper mounting and support including
I-beams and concrete plinth, flexible pipe connection, chilled water pipework for connection
Heat pump capacity : -
| A | [22 empty] | B |  | C |  | D
| Each |  |  | $ | [19 empty] | $ |  | $ |  | $
38741 | 38741 | 8 - 14 kW................................................................................................................................................................................. | [17 empty] | 95,044.38 |  |  |  | 576.84 |  |  | 737.70 | 2,592.35 |  | 38741 |  |  |  | 38741 | 95,044.38 576.84 737.70 2,592.35 38741 | 95044.38 | 576.84 | 737.7 | 2592.35 | 95044.38 | 576.84 | 737.7 | 2592.35
38742 | 38742 | 14 - 28 kW............................................................................................................................................................................... | [17 empty] | 13,319.93 |  |  |  | 711.22 |  |  | 909.07 | 2,788.89 |  | 38742 |  |  |  | 38742 | 13,319.93 711.22 909.07 2,788.89 38742 | 13319.93 | 711.22 | 909.07 | 2788.89 | 13319.93 | 711.22 | 909.07 | 2788.89
(The actual rate should be : $133,199.30 for Item 38742A)
38743 | 38743 | 28 - 44 kW............................................................................................................................................................................... | [17 empty] | 18,940.38 |  |  |  | 976.65 |  |  | 1,185.17 | 2,979.21 |  | 38743 |  |  |  | 38743 | 18,940.38 976.65 1,185.17 2,979.21 38743 | 18940.38 | 976.65 | 1185.17 | 2979.21 | 18940.38 | 976.65 | 1185.17 | 2979.21
(The actual rate should be : $189,403.80 for Item 38743A)
38744 | 38744 | 44 - 68 kW............................................................................................................................................................................... | [17 empty] | 24,781.14 |  |  |  | 1,155.41 |  |  | 1,718.89 | 4,796.77 |  | 38744 |  |  |  | 38744 | 24,781.14 1,155.41 1,718.89 4,796.77 38744 | 24781.14 | 1155.41 | 1718.89 | 4796.77 | 24781.14 | 1155.41 | 1718.89 | 4796.77
(The actual rate should be : $247,811.40 for Item 38744A)
38745 | 38745 | 68 - 100 kW............................................................................................................................................................................. | [17 empty] | 38,104.19 |  |  |  | 1,549.20 |  |  | 2,320.41 | 6,226.55 |  | 38745 |  |  |  | 38745 | 38,104.19 1,549.20 2,320.41 6,226.55 38745 | 38104.19 | 1549.2 | 2320.41 | 6226.55 | 38104.19 | 1549.2 | 2320.41 | 6226.55
(The actual rate should be : $381,041.90 for Item 38745A)
38746 | 38746 | 100 - 150 kW........................................................................................................................................................................... | [17 empty] | 52,379.74 |  |  |  | 1,920.82 |  |  | 2,857.75 | 6,614.44 |  | 38746 |  |  |  | 38746 | 52,379.74 1,920.82 2,857.75 6,614.44 38746 | 52379.74 | 1920.82 | 2857.75 | 6614.44 | 52379.74 | 1920.82 | 2857.75 | 6614.44
(The actual rate should be : $523,797.40 for Item 38746A)
38747 | 38747 | 150 - 200 kW........................................................................................................................................................................... | [17 empty] | 63,945.23 |  |  |  | 2,401.24 |  |  | 3,427.58 | 8,035.64 |  | 38747 |  |  |  | 38747 | 63,945.23 2,401.24 3,427.58 8,035.64 38747 | 63945.23 | 2401.24 | 3427.58 | 8035.64 | 63945.23 | 2401.24 | 3427.58 | 8035.64
(The actual rate should be : $639,452.30 for Item 38747A)
38748 | 38748 | 200 - 300 kW........................................................................................................................................................................... | [17 empty] | 78,147.31 |  |  |  | 2,547.48 |  |  | 3,726.07 | 8,929.39 |  | 38748 |  |  |  | 38748 | 78,147.31 2,547.48 3,726.07 8,929.39 38748 | 78147.31 | 2547.48 | 3726.07 | 8929.39 | 78147.31 | 2547.48 | 3726.07 | 8929.39
(The actual rate should be : $781,473.10 for Item 38748A)
38/61
38 | 38 | HEATING, VENTILATION AND AIR-CONDITIONING - EQUIPMENT | [17 empty] | 38
| Item | Item
| PRESSURE VESSELS | [9 empty] | Take | [14 empty] | Take
| Supply | [22 empty] | down |  | down |  | Fix
| and | [22 empty] | and |  | and set |  | only
| Pressure vessel complete with all necessary accessories in accordance with the manufacturer's | [17 empty] | fix |  |  |  |  | clear |  | aside for
| recommendations : - |  |  |  |  | away | [19 empty] | re-use
| A | [22 empty] | B |  | C |  | D
| Per Set |  |  | $ | [19 empty] | $ |  | $ |  | $
38749 | 38749 | Pressure vessel, vertical type, of 10 bar working pressure and Up to 60 litres capacity ...................................................... | [17 empty] | 2,815.35 |  |  |  | 110.74 |  |  | 124.75 | 390.32 |  | 38749 |  |  |  | 38749 | 2,815.35 110.74 124.75 390.32 38749 | 2815.35 | 110.74 | 124.75 | 390.32 | 2815.35 | 110.74 | 124.75 | 390.32
38750 | 38750 | Ditto but 60 to 200 litres capacity .......................................................................................................................................... | [17 empty] | 4,414.95 |  |  |  | 156.45 |  |  | 183.07 | 541.57 |  | 38750 |  |  |  | 38750 | 4,414.95 156.45 183.07 541.57 38750 | 4414.95 | 156.45 | 183.07 | 541.57 | 4414.95 | 156.45 | 183.07 | 541.57
38751 | 38751 | Ditto but 200 to 300 litres capacity ....................................................................................................................................... | [17 empty] | 6,308.71 |  |  |  | 210.38 |  |  | 253.20 | 919.63 |  | 38751 |  |  |  | 38751 | 6,308.71 210.38 253.20 919.63 38751 | 6308.71 | 210.38 | 253.2 | 919.63 | 6308.71 | 210.38 | 253.2 | 919.63
38752 | 38752 | Ditto but 300 to 500 litres capacity ....................................................................................................................................... | [17 empty] | 8,048.90 |  |  |  | 275.30 |  |  | 338.71 | 975.87 |  | 38752 |  |  |  | 38752 | 8,048.90 275.30 338.71 975.87 38752 | 8048.9 | 275.3 | 338.71 | 975.87 | 8048.9 | 275.3 | 338.71 | 975.87
38753 | 38753 | Ditto but 500 to 750 litres capacity ....................................................................................................................................... | [17 empty] | 17,628.00 |  |  |  | 345.02 |  |  | 418.44 | 1,171.03 |  | 38753 |  |  |  | 38753 | 17,628.00 345.02 418.44 1,171.03 38753 | 17628 | 345.02 | 418.44 | 1171.03 | 17628 | 345.02 | 418.44 | 1171.03
38754 | 38754 | Ditto but 750 to 1,000 litres capacity .................................................................................................................................... | [17 empty] | 21,238.21 |  |  |  | 414.74 |  |  | 498.17 | 1,366.19 |  | 38754 |  |  |  | 38754 | 21,238.21 414.74 498.17 1,366.19 38754 | 21238.21 | 414.74 | 498.17 | 1366.19 | 21238.21 | 414.74 | 498.17 | 1366.19
38/62
38 | 38 | HEATING, VENTILATION AND AIR-CONDITIONING - EQUIPMENT | [17 empty] | 38
| Item | Item
| SUNDRIES |  |  |  | Take | [20 empty] | Take
| Supply | [22 empty] | down |  | down |  | Fix
| and | [22 empty] | and |  | and set |  | only
| Solar hot water storage tank c/w insulation complying BS5500 c/w all necessary | [16 empty] | fix | [5 empty] | clear |  | aside for
| accessories : - |  |  |  | away | [20 empty] | re-use
| A | [22 empty] | B |  | C |  | D
| Each |  |  | $ | [19 empty] | $ |  | $ |  | $
38755 | 38755 | Up to 100 litres........................................................................................................................................................................ | [17 empty] | 3,186.55 |  |  |  | 50.32 |  |  | 97.98 | 223.70 |  | 38755 |  |  |  | 38755 | 3,186.55 50.32 97.98 223.70 38755 | 3186.55 | 50.32 | 97.98 | 223.7 | 3186.55 | 50.32 | 97.98 | 223.7
38756 | 38756 | 100 - 200 litres........................................................................................................................................................................ | [17 empty] | 3,475.35 |  |  |  | 53.73 |  |  | 101.10 | 234.85 |  | 38756 |  |  |  | 38756 | 3,475.35 53.73 101.10 234.85 38756 | 3475.35 | 53.73 | 101.1 | 234.85 | 3475.35 | 53.73 | 101.1 | 234.85
38757 | 38757 | 200 - 300 litres........................................................................................................................................................................ | [17 empty] | 3,968.35 |  |  |  | 58.29 |  |  | 108.05 | 246.58 |  | 38757 |  |  |  | 38757 | 3,968.35 58.29 108.05 246.58 38757 | 3968.35 | 58.29 | 108.05 | 246.58 | 3968.35 | 58.29 | 108.05 | 246.58
38758 | 38758 | 300 - 400 litres........................................................................................................................................................................ | [17 empty] | 7,347.43 |  |  |  | 61.12 |  |  | 113.37 | 258.77 |  | 38758 |  |  |  | 38758 | 7,347.43 61.12 113.37 258.77 38758 | 7347.43 | 61.12 | 113.37 | 258.77 | 7347.43 | 61.12 | 113.37 | 258.77
38759 | 38759 | 400 - 500 litres........................................................................................................................................................................ | [17 empty] | 10,587.55 |  |  |  | 62.87 |  |  | 118.96 | 271.78 |  | 38759 |  |  |  | 38759 | 10,587.55 62.87 118.96 271.78 38759 | 10587.55 | 62.87 | 118.96 | 271.78 | 10587.55 | 62.87 | 118.96 | 271.78
Pyranometer : -
Each
38760 | 38760 | Pyranometer complying ISO 9060 c/w all functional accessories......................................................................................... | [17 empty] | 2,267.85 |  |  |  | 50.38 |  |  | 95.75 | 193.30 |  | 38760 |  |  |  | 38760 | 2,267.85 50.38 95.75 193.30 38760 | 2267.85 | 50.38 | 95.75 | 193.3 | 2267.85 | 50.38 | 95.75 | 193.3
Stainless steel plate type heat exchanger of heat transfer capacity : -
Each
38761 | 38761 | Up to 25 kW............................................................................................................................................................................ | [17 empty] | 11,600.49 |  |  |  | 209.67 |  |  | 282.09 | 1,048.96 |  | 38761 |  |  |  | 38761 | 11,600.49 209.67 282.09 1,048.96 38761 | 11600.49 | 209.67 | 282.09 | 1048.96 | 11600.49 | 209.67 | 282.09 | 1048.96
38762 | 38762 | 25 - 50 kW............................................................................................................................................................................... | [17 empty] | 34,160.15 |  |  |  | 229.50 |  |  | 287.21 | 1,153.84 |  | 38762 |  |  |  | 38762 | 34,160.15 229.50 287.21 1,153.84 38762 | 34160.15 | 229.5 | 287.21 | 1153.84 | 34160.15 | 229.5 | 287.21 | 1153.84
38763 | 38763 | 50 - 100 kW............................................................................................................................................................................. | [17 empty] | 67,163.08 |  |  |  | 251.75 |  |  | 312.29 | 1,269.26 |  | 38763 |  |  |  | 38763 | 67,163.08 251.75 312.29 1,269.26 38763 | 67163.08 | 251.75 | 312.29 | 1269.26 | 67163.08 | 251.75 | 312.29 | 1269.26
38764 | 38764 | 100 - 200 kW........................................................................................................................................................................... | [17 empty] | 81,458.94 |  |  |  | 280.37 |  |  | 344.19 | 1,396.28 |  | 38764 |  |  |  | 38764 | 81,458.94 280.37 344.19 1,396.28 38764 | 81458.94 | 280.37 | 344.19 | 1396.28 | 81458.94 | 280.37 | 344.19 | 1396.28
38765 | 38765 | 200 - 300 kW........................................................................................................................................................................... | [17 empty] | 10,503.87 |  |  |  | 300.99 |  |  | 378.39 | 1,537.65 |  | 38765 |  |  |  | 38765 | 10,503.87 300.99 378.39 1,537.65 38765 | 10503.87 | 300.99 | 378.39 | 1537.65 | 10503.87 | 300.99 | 378.39 | 1537.65
(The actual rate should be : $105,038.70 for Item 38765A)
38/63
38 | 38 | HEATING, VENTILATION AND AIR-CONDITIONING - EQUIPMENT | [17 empty] | 38
| Item | Item
SUNDRIES (CONT'D)
| Take | [24 empty] | Take
| Supply | [22 empty] | down |  | down |  | Fix
| Solar collector panel complying BS EN 12975 with minimum efficiency 65% at 30K | [17 empty] | and |  |  |  |  | and |  | and set |  | only
| temperature difference between average fluid temperature and ambient air | [16 empty] | fix | [5 empty] | clear |  | aside for
| temperature with solar irradiation = 800W/ m2 : - | [12 empty] | away | [11 empty] | re-use
| A | [22 empty] | B |  | C |  | D
| Per set |  |  | $ | [19 empty] | $ |  | $ |  | $
38766 | 38766 | Up to 1 m²................................................................................................................................................................................ | [17 empty] | 3,892.90 |  |  |  | 136.91 |  |  | 198.63 | 541.91 |  | 38766 |  |  |  | 38766 | 3,892.90 136.91 198.63 541.91 38766 | 3892.9 | 136.91 | 198.63 | 541.91 | 3892.9 | 136.91 | 198.63 | 541.91
38767 | 38767 | 1 m² - 2 m²............................................................................................................................................................................... | [17 empty] | 5,670.88 |  |  |  | 165.09 |  |  | 234.93 | 646.23 |  | 38767 |  |  |  | 38767 | 5,670.88 165.09 234.93 646.23 38767 | 5670.88 | 165.09 | 234.93 | 646.23 | 5670.88 | 165.09 | 234.93 | 646.23
38768 | 38768 | 2 m² - 3 m²............................................................................................................................................................................... | [17 empty] | 9,124.29 |  |  |  | 183.58 |  |  | 267.04 | 723.57 |  | 38768 |  |  |  | 38768 | 9,124.29 183.58 267.04 723.57 38768 | 9124.29 | 183.58 | 267.04 | 723.57 | 9124.29 | 183.58 | 267.04 | 723.57
38769 | 38769 | 3 m² - 4 m²............................................................................................................................................................................... | [17 empty] | 12,649.16 |  |  |  | 205.67 |  |  | 298.84 | 801.71 |  | 38769 |  |  |  | 38769 | 12,649.16 205.67 298.84 801.71 38769 | 12649.16 | 205.67 | 298.84 | 801.71 | 12649.16 | 205.67 | 298.84 | 801.71
38770 | 38770 | 4 m² - 5 m²............................................................................................................................................................................... | [17 empty] | 15,982.03 |  |  |  | 227.97 |  |  | 336.71 | 902.56 |  | 38770 |  |  |  | 38770 | 15,982.03 227.97 336.71 902.56 38770 | 15982.03 | 227.97 | 336.71 | 902.56 | 15982.03 | 227.97 | 336.71 | 902.56
38771 | 38771 | 5 m² - 6 m²............................................................................................................................................................................... | [17 empty] | 19,324.41 |  |  |  | 257.63 |  |  | 375.50 | 1,018.42 |  | 38771 |  |  |  | 38771 | 19,324.41 257.63 375.50 1,018.42 38771 | 19324.41 | 257.63 | 375.5 | 1018.42 | 19324.41 | 257.63 | 375.5 | 1018.42
38772 | 38772 | 6 m² - 7 m²............................................................................................................................................................................... | [17 empty] | 22,832.04 |  |  |  | 285.83 |  |  | 417.43 | 1,139.16 |  | 38772 |  |  |  | 38772 | 22,832.04 285.83 417.43 1,139.16 38772 | 22832.04 | 285.83 | 417.43 | 1139.16 | 22832.04 | 285.83 | 417.43 | 1139.16
Labour to disconnect all existing air-conditioning and ventilation installation for an
area inside a building, take down and clearing the entire air-conditioning and
ventilation installation inside the area (area shall be measured net on the gross
floor area of the building covered by the air-conditioning services installation)
Per square metre
38773 | 38773 | For area up to 100 m².............................................................................................................................................................. | [17 empty] | - |  |  |  | 30.26 |  |  | - | - |  | 38773 |  |  |  | 38773 | - 30.26 - - 38773 | #VALUE! | 30.26 | #VALUE! | #VALUE! | - | 30.26 | - | -
38774 | 38774 | For area 100 - 500 m².............................................................................................................................................................. | [17 empty] | - |  |  |  | 29.35 |  |  | - | - |  | 38774 |  |  |  | 38774 | - 29.35 - - 38774 | #VALUE! | 29.35 | #VALUE! | #VALUE! | - | 29.35 | - | -
38775 | 38775 | For area above 500 m²............................................................................................................................................................. | [17 empty] | - |  |  |  | 27.39 |  |  | - | - |  | 38775 |  |  |  | 38775 | - 27.39 - - 38775 | #VALUE! | 27.39 | #VALUE! | #VALUE! | - | 27.39 | - | -
38/64
38 | 38 | HEATING, VENTILATION AND AIR-CONDITIONING - EQUIPMENT | [17 empty] | 38
| Item | Item
MISCELLANEOUS
Buildings Energy Efficiency Ordinance (BEEO) Submission
| All heating, ventilation and air-conditioning installations, unless otherwise specified, in a prescribed building should | [18 empty] | Rate
be assessed in accordance with the energy efficient requirements, for the premises in accordance with the requirements
as specified in the latest edition of Code of Practice for Energy Efficiency of Building Services Installation
(Building Energy Code or BEC in abbreviation), preparation and completion of the installation summaries and worksheets
including but not limited to Form EE-AC, AC-G1, AC-G2(1), AC-G2(2), AC-G3(1), AC-G3(2), AC-G3(3), AC-D1 and
AC-EQ1 as required by the BEEO and to coordinate with the Registered Energy Assessor for submission.
A
| Each |  |  | $
38776 | 38776 | Water cooled/ Air cooled chillers................................................................................................................................................................................................ | [25 empty] | 4,476.04 |  | 38776 |  |  |  | 38776 | 4,476.04 38776 | 4476.04 | 38776 |  |  | 4476.04 | 38776
38777 | 38777 | Ventilation fans............................................................................................................................................................................................................................ | [25 empty] | 223.80 |  | 38777 |  |  |  | 38777 | 223.80 38777 | 223.8 | 38777 |  |  | 223.8 | 38777
38778 | 38778 | Air handling units/ Computer room air conditioning units......................................................................................................................................................... | [25 empty] | 671.41 |  | 38778 |  |  |  | 38778 | 671.41 38778 | 671.41 | 38778 |  |  | 671.41 | 38778
38779 | 38779 | Split type air conditioning units................................................................................................................................................................................................... | [25 empty] | 134.28 |  | 38779 |  |  |  | 38779 | 134.28 38779 | 134.28 | 38779 |  |  | 134.28 | 38779
38780 | 38780 | Window-split type air conditioners.............................................................................................................................................................................................. | [25 empty] | 223.80 |  | 38780 |  |  |  | 38780 | 223.80 38780 | 223.8 | 38780 |  |  | 223.8 | 38780
38781 | 38781 | Packaged air conditioners............................................................................................................................................................................................................ | [25 empty] | 268.57 |  | 38781 |  |  |  | 38781 | 268.57 38781 | 268.57 | 38781 |  |  | 268.57 | 38781
38782 | 38782 | Reheat coil air conditioners.......................................................................................................................................................................................................... | [25 empty] | 290.93 |  | 38782 |  |  |  | 38782 | 290.93 38782 | 290.93 | 38782 |  |  | 290.93 | 38782
38783 | 38783 | Variable refrigerant volume (VRV) system................................................................................................................................................................................. | [25 empty] | 447.60 |  | 38783 |  |  |  | 38783 | 447.60 38783 | 447.6 | 38783 |  |  | 447.6 | 38783
38784 | 38784 | Fan coil units................................................................................................................................................................................................................................ | [25 empty] | 335.72 |  | 38784 |  |  |  | 38784 | 335.72 38784 | 335.72 | 38784 |  |  | 335.72 | 38784
38785 | 38785 | Room coolers................................................................................................................................................................................................................................ | [25 empty] | 44.76 |  | 38785 |  |  |  | 38785 | 44.76 38785 | 44.76 | 38785 |  |  | 44.76 | 38785
38786 | 38786 | Cold room air conditioning unit................................................................................................................................................................................................... | [25 empty] | 44.76 |  | 38786 |  |  |  | 38786 | 44.76 38786 | 44.76 | 38786 |  |  | 44.76 | 38786
38787 | 38787 | Air cooled roof top units.............................................................................................................................................................................................................. | [25 empty] | 447.60 |  | 38787 |  |  |  | 38787 | 447.60 38787 | 447.6 | 38787 |  |  | 447.6 | 38787
38788 | 38788 | Fresh air pre-conditioners/ Fresh air pretreating units................................................................................................................................................................. | [25 empty] | 268.57 |  | 38788 |  |  |  | 38788 | 268.57 38788 | 268.57 | 38788 |  |  | 268.57 | 38788
38789 | 38789 | Air purifier units/ sterilizers......................................................................................................................................................................................................... | [25 empty] | 44.76 |  | 38789 |  |  |  | 38789 | 44.76 38789 | 44.76 | 38789 |  |  | 44.76 | 38789
38790 | 38790 | Air pressure stabilizers................................................................................................................................................................................................................. | [25 empty] | 44.76 |  | 38790 |  |  |  | 38790 | 44.76 38790 | 44.76 | 38790 |  |  | 44.76 | 38790
38791 | 38791 | Variable air volume equipment (VAV/ CAV)............................................................................................................................................................................. | [25 empty] | 44.76 |  | 38791 |  |  |  | 38791 | 44.76 38791 | 44.76 | 38791 |  |  | 44.76 | 38791
38792 | 38792 | Dehumidifiers/ humidifiers.......................................................................................................................................................................................................... | [25 empty] | 44.76 |  | 38792 |  |  |  | 38792 | 44.76 38792 | 44.76 | 38792 |  |  | 44.76 | 38792
38793 | 38793 | Electro-static precipitators........................................................................................................................................................................................................... | [25 empty] | 223.80 |  | 38793 |  |  |  | 38793 | 223.80 38793 | 223.8 | 38793 |  |  | 223.8 | 38793
38794 | 38794 | Thermo ventilators....................................................................................................................................................................................................................... | [25 empty] | 111.91 |  | 38794 |  |  |  | 38794 | 111.91 38794 | 111.91 | 38794 |  |  | 111.91 | 38794
38795 | 38795 | Water pumps................................................................................................................................................................................................................................. | [25 empty] | 111.91 |  | 38795 |  |  |  | 38795 | 111.91 38795 | 111.91 | 38795 |  |  | 111.91 | 38795
38796 | 38796 | Cooling towers............................................................................................................................................................................................................................. | [25 empty] | 335.72 |  | 38796 |  |  |  | 38796 | 335.72 38796 | 335.72 | 38796 |  |  | 335.72 | 38796
38797 | 38797 | Grease filter type kitchen exhaust hood/ Water scrubbing type exhaust hood........................................................................................................................... | [25 empty] | 447.60 |  | 38797 |  |  |  | 38797 | 447.60 38797 | 447.6 | 38797 |  |  | 447.6 | 38797
38/65
Section 39
HEATING, VENTILATION AND AIR-CONDITIONING - ELECTRICAL
POWER SUPPLY, CONTROL AND MONITORING SYSTEM
HEATING, VENTILATION AND AIR-CONDITIONING -
39 | 39 | ELECTRICAL POWER SUPPLY, CONTROL AND MONITORING SYSTEM | [21 empty] | 39
| Item | Item
| CONTROL PANELS | [7 empty] | Take | [16 empty] | Take
| Supply | [22 empty] | down |  | down |  | Fix
| and | [22 empty] | and |  | and set |  | only
| Lead-lag control/ control panel for pumps : - | [11 empty] | fix | [10 empty] | clear |  | aside for
| away | [24 empty] | re-use
| A | [22 empty] | B |  | C |  | D
| Each |  |  | $ | [19 empty] | $ |  | $ |  | $
39001 | 39001 | Lead-lag pump control c/w all necessary lead-lags relays, selectors, indicating lamps, wirings, including
| panel or in addition to the local control panels of the pumps (for control of 1 to 2 items)................................................... | [18 empty] | 2,261.31 |  |  |  | 82.52 |  |  | 143.50 | 328.14 |  | 39001 |  |  |  | 39001 | 2,261.31 82.52 143.50 328.14 39001 | 2261.31 | 82.52 | 143.5 | 328.14 | 2261.31 | 82.52 | 143.5 | 328.14
Interlocking control/ control panel for air handling and treatment equipment : -
Each
39002 | 39002 | Interlocking control for an AHU/ a group of up to 4 nos. of fans/ damper actuator
(ON/ OFF function is treated as one item) c/w relay, timer, indicating lamps, wirings and all necessary
| accessories including panel or in addition to the control panels (for control of 1 to 2 items).............................................. | [18 empty] | 2,198.25 |  |  |  | 80.24 |  |  | 139.35 | 316.88 |  | 39002 |  |  |  | 39002 | 2,198.25 80.24 139.35 316.88 39002 | 2198.25 | 80.24 | 139.35 | 316.88 | 2198.25 | 80.24 | 139.35 | 316.88
Supervisory/control panel for Air-Conditioning system : -
Each
39003 | 39003 | Supervisory panel of sheet metal box and stainless steel metal front plate c/w push
buttons, indicating lamps, relays (or electrical control), selectors, electrical wiring and all
necessary functional and operational component for the complete unit monitoring
| and controlling of 1 set of equipment..................................................................................................................................... | [18 empty] | 3,472.66 |  |  |  | 144.93 |  |  | 251.82 | 569.89 |  | 39003 |  |  |  | 39003 | 3,472.66 144.93 251.82 569.89 39003 | 3472.66 | 144.93 | 251.82 | 569.89 | 3472.66 | 144.93 | 251.82 | 569.89
39004 | 39004 | Every additional set of equipment incorporating with supervisory panel
| as described in item 39003..................................................................................................................................................... | [18 empty] | 2,892.71 |  |  |  | 15.81 |  |  | 16.40 | 116.81 |  | 39004 |  |  |  | 39004 | 2,892.71 15.81 16.40 116.81 39004 | 2892.71 | 15.81 | 16.4 | 116.81 | 2892.71 | 15.81 | 16.4 | 116.81
39005 | 39005 | Repeater/ Indicating panel of sheet metal box and stainless steel metal front plate c/w indicating lamps,
relays, buzzer, mute button, lamp test button, electrical wiring and all necessary functional and
operational component for the complete unit monitoring of a set of equipment/ a set of fan (up to 4 nos.)/
| water detection system/ high or low temperature alarm system............................................................................................. | [18 empty] | 2,712.00 |  |  |  | 144.93 |  |  | 251.82 | 569.89 |  | 39005 |  |  |  | 39005 | 2,712.00 144.93 251.82 569.89 39005 | 2712 | 144.93 | 251.82 | 569.89 | 2712 | 144.93 | 251.82 | 569.89
39006 | 39006 | Every additional set of equipment/ set of fan/ water detection system/ high or low temperature alarm
| system incorporating with repeater/ indicating panel as described in item 39005................................................................ | [18 empty] | 1,130.00 |  |  |  | 15.81 |  |  | 16.40 | 116.81 |  | 39006 |  |  |  | 39006 | 1,130.00 15.81 16.40 116.81 39006 | 1130 | 15.81 | 16.4 | 116.81 | 1130 | 15.81 | 16.4 | 116.81
Interface control for monitoring and/or controlling of existing equipment
Each
39007 | 39007 | Interface control c/w control module, relay, cabling and all necessary accessories
| for monitoring and/or controlling of 1 set of existing equipment.......................................................................................... | [18 empty] | 1,756.91 |  |  |  | 15.09 |  |  | 16.17 | 79.75 |  | 39007 |  |  |  | 39007 | 1,756.91 15.09 16.17 79.75 39007 | 1756.91 | 15.09 | 16.17 | 79.75 | 1756.91 | 15.09 | 16.17 | 79.75
Control panel for solar collector control system : -
Each
39008 | 39008 | Solar collector control panel with solar hot water system controller, including the control of
circulation pump, solar hot water storage tank, level switch, safety device & all necessary
| accessories............................................................................................................................................................................... | [18 empty] | 2,015.68 |  |  |  | 102.50 |  |  | 190.41 | 343.65 |  | 39008 |  |  |  | 39008 | 2,015.68 102.50 190.41 343.65 39008 | 2015.68 | 102.5 | 190.41 | 343.65 | 2015.68 | 102.5 | 190.41 | 343.65
39/1
HEATING, VENTILATION AND AIR-CONDITIONING -
39 | 39 | ELECTRICAL POWER SUPPLY, CONTROL AND MONITORING SYSTEM | [21 empty] | 39
| Item | Item
| SENSORS & METERS | [9 empty] | Take | [14 empty] | Take
| Supply | [22 empty] | down |  | down |  | Fix
| and | [22 empty] | and |  | and set |  | only
| Meters : - |  |  | fix | [19 empty] | clear |  | aside for
| away | [24 empty] | re-use
| A | [22 empty] | B |  | C |  | D
| Each |  |  | $ | [19 empty] | $ |  | $ |  | $
39009 | 39009 | Hour run meter (all rating)...................................................................................................................................................... | [17 empty] | 701.10 |  |  |  | 5.37 |  |  | 9.13 | 21.77 |  | 39009 |  |  |  | 39009 | 701.10 5.37 9.13 21.77 39009 | 701.1 | 5.37 | 9.13 | 21.77 | 701.1 | 5.37 | 9.13 | 21.77
39010 | 39010 | Energy meter for chilled water................................................................................................................................................ | [17 empty] | 5,806.73 |  |  |  | 34.68 |  |  | 36.80 | 69.54 |  | 39010 |  |  |  | 39010 | 5,806.73 34.68 36.80 69.54 39010 | 5806.73 | 34.68 | 36.8 | 69.54 | 5806.73 | 34.68 | 36.8 | 69.54
39011 | 39011 | Sea water flow counter............................................................................................................................................................ | [17 empty] | 3,586.95 |  |  |  | 22.30 |  |  | 24.98 | 56.45 |  | 39011 |  |  |  | 39011 | 3,586.95 22.30 24.98 56.45 39011 | 3586.95 | 22.3 | 24.98 | 56.45 | 3586.95 | 22.3 | 24.98 | 56.45
39012 | 39012 | Sea water direct reading flow meter (all size)........................................................................................................................ | [17 empty] | 10,039.99 |  |  |  | 34.68 |  |  | 36.80 | 69.54 |  | 39012 |  |  |  | 39012 | 10,039.99 34.68 36.80 69.54 39012 | 10039.99 | 34.68 | 36.8 | 69.54 | 10039.99 | 34.68 | 36.8 | 69.54
39013 | 39013 | Thermometers for chilled water.............................................................................................................................................. | [17 empty] | 345.23 |  |  |  | 8.70 |  |  | 13.64 | 33.26 |  | 39013 |  |  |  | 39013 | 345.23 8.70 13.64 33.26 39013 | 345.23 | 8.7 | 13.64 | 33.26 | 345.23 | 8.7 | 13.64 | 33.26
39014 | 39014 | Digital temperature indicator.................................................................................................................................................. | [17 empty] | 347.66 |  |  |  | 10.04 |  |  | 14.99 | 39.17 |  | 39014 |  |  |  | 39014 | 347.66 10.04 14.99 39.17 39014 | 347.66 | 10.04 | 14.99 | 39.17 | 347.66 | 10.04 | 14.99 | 39.17
39015 | 39015 | Digital temperature meter c/w interfacing unit suitable for computer download in Excel
| or CSV format......................................................................................................................................................................... | [18 empty] | 7,767.29 |  |  |  | 10.54 |  |  | 12.23 | 24.75 |  | 39015 |  |  |  | 39015 | 7,767.29 10.54 12.23 24.75 39015 | 7767.29 | 10.54 | 12.23 | 24.75 | 7767.29 | 10.54 | 12.23 | 24.75
Sensors & Detectors : -
Each
39016 | 39016 | Movement detector, combined infrared and ultrasonic detection type c/w necessary
| accessories and connection to the alarm panel....................................................................................................................... | [18 empty] | 661.56 |  |  |  | 34.10 |  |  | 35.42 | 82.05 |  | 39016 |  |  |  | 39016 | 661.56 34.10 35.42 82.05 39016 | 661.56 | 34.1 | 35.42 | 82.05 | 661.56 | 34.1 | 35.42 | 82.05
39017 | 39017 | High temperature detector c/w control panel, indicating lights, alarm / buzzer and served
| with automatic "duty / standby" changeover switch............................................................................................................... | [18 empty] | 8,753.84 |  |  |  | 10.54 |  |  | 12.23 | 24.75 |  | 39017 |  |  |  | 39017 | 8,753.84 10.54 12.23 24.75 39017 | 8753.84 | 10.54 | 12.23 | 24.75 | 8753.84 | 10.54 | 12.23 | 24.75
39018 | 39018 | Duct type carbon dioxide (CO2) sensor c/w associated DDC controller, control wiring
| and associated accessories ..................................................................................................................................................... | [18 empty] | 4,843.67 |  |  |  | 11.95 |  |  | 13.41 | 27.87 |  | 39018 |  |  |  | 39018 | 4,843.67 11.95 13.41 27.87 39018 | 4843.67 | 11.95 | 13.41 | 27.87 | 4843.67 | 11.95 | 13.41 | 27.87
39019 | 39019 | Duct type carbon monoxide (CO) sensor c/w associated DDC controller, control wiring
| and associated accessories ..................................................................................................................................................... | [18 empty] | 4,843.67 |  |  |  | 11.95 |  |  | 13.41 | 27.87 |  | 39019 |  |  |  | 39019 | 4,843.67 11.95 13.41 27.87 39019 | 4843.67 | 11.95 | 13.41 | 27.87 | 4843.67 | 11.95 | 13.41 | 27.87
39020 | 39020 | Room type carbon dioxide (CO2) sensor c/w DDC controller, LCD display, control wiring
| and associated accessories...................................................................................................................................................... | [18 empty] | 4,843.67 |  |  |  | 11.95 |  |  | 13.41 | 27.87 |  | 39020 |  |  |  | 39020 | 4,843.67 11.95 13.41 27.87 39020 | 4843.67 | 11.95 | 13.41 | 27.87 | 4843.67 | 11.95 | 13.41 | 27.87
39021 | 39021 | Room type carbon monoxide (CO) sensor c/w DDC controller, LCD display, control
| wiring and associated accessories........................................................................................................................................... | [18 empty] | 4,843.67 |  |  |  | 11.95 |  |  | 13.41 | 27.87 |  | 39021 |  |  |  | 39021 | 4,843.67 11.95 13.41 27.87 39021 | 4843.67 | 11.95 | 13.41 | 27.87 | 4843.67 | 11.95 | 13.41 | 27.87
39022 | 39022 | Temperature sensors............................................................................................................................................................... | [17 empty] | 593.01 |  |  |  | 7.59 |  |  | 9.44 | 51.03 |  | 39022 |  |  |  | 39022 | 593.01 7.59 9.44 51.03 39022 | 593.01 | 7.59 | 9.44 | 51.03 | 593.01 | 7.59 | 9.44 | 51.03
39023 | 39023 | Humidity sensors..................................................................................................................................................................... | [17 empty] | 1,727.41 |  |  |  | 7.59 |  |  | 9.44 | 51.03 |  | 39023 |  |  |  | 39023 | 1,727.41 7.59 9.44 51.03 39023 | 1727.41 | 7.59 | 9.44 | 51.03 | 1727.41 | 7.59 | 9.44 | 51.03
39024 | 39024 | Absolute humidity (dew point) sensors.................................................................................................................................. | [17 empty] | 1,768.18 |  |  |  | 7.59 |  |  | 9.44 | 51.03 |  | 39024 |  |  |  | 39024 | 1,768.18 7.59 9.44 51.03 39024 | 1768.18 | 7.59 | 9.44 | 51.03 | 1768.18 | 7.59 | 9.44 | 51.03
39025 | 39025 | Combined type humidity and temperature sensors................................................................................................................ | [17 empty] | 1,800.09 |  |  |  | 7.59 |  |  | 9.44 | 51.03 |  | 39025 |  |  |  | 39025 | 1,800.09 7.59 9.44 51.03 39025 | 1800.09 | 7.59 | 9.44 | 51.03 | 1800.09 | 7.59 | 9.44 | 51.03
39026 | 39026 | Differential pressure sensors................................................................................................................................................... | [17 empty] | 1,787.13 |  |  |  | 7.59 |  |  | 9.44 | 51.03 |  | 39026 |  |  |  | 39026 | 1,787.13 7.59 9.44 51.03 39026 | 1787.13 | 7.59 | 9.44 | 51.03 | 1787.13 | 7.59 | 9.44 | 51.03
39/2
HEATING, VENTILATION AND AIR-CONDITIONING -
39 | 39 | ELECTRICAL POWER SUPPLY, CONTROL AND MONITORING SYSTEM | [21 empty] | 39
| Item | Item
| SENSORS & METERS (CONT'D) | [11 empty] | Take | [12 empty] | Take
| Supply | [22 empty] | down |  | down |  | Fix
| and | [22 empty] | and |  | and set |  | only
| Sensors & Detectors : - (Cont'd) | [9 empty] | fix | [12 empty] | clear |  | aside for
| away | [24 empty] | re-use
| A | [22 empty] | B |  | C |  | D
| Each |  |  | $ | [19 empty] | $ |  | $ |  | $
39027 | 39027 | Probe type duct mounted smoke detector & indicator (tripping power supply is
connected to F.S. panel), access panel, including modification of existing duct work
| and air-conditioner's control panel ......................................................................................................................................... | [18 empty] | 1,529.49 |  |  |  | 64.97 |  |  | 68.05 | 240.00 |  | 39027 |  |  |  | 39027 | 1,529.49 64.97 68.05 240.00 39027 | 1529.49 | 64.97 | 68.05 | 240 | 1529.49 | 64.97 | 68.05 | 240
39028 | 39028 | Air velocity sensors................................................................................................................................................................. | [17 empty] | 2,193.47 |  |  |  | 7.59 |  |  | 9.44 | 51.03 |  | 39028 |  |  |  | 39028 | 2,193.47 7.59 9.44 51.03 39028 | 2193.47 | 7.59 | 9.44 | 51.03 | 2193.47 | 7.59 | 9.44 | 51.03
39029 | 39029 | Contamination sensors............................................................................................................................................................ | [17 empty] | 2,190.49 |  |  |  | 7.59 |  |  | 9.44 | 51.03 |  | 39029 |  |  |  | 39029 | 2,190.49 7.59 9.44 51.03 39029 | 2190.49 | 7.59 | 9.44 | 51.03 | 2190.49 | 7.59 | 9.44 | 51.03
39030 | 39030 | Flow sensors............................................................................................................................................................................ | [17 empty] | 543.12 |  |  |  | 7.59 |  |  | 9.44 | 51.03 |  | 39030 |  |  |  | 39030 | 543.12 7.59 9.44 51.03 39030 | 543.12 | 7.59 | 9.44 | 51.03 | 543.12 | 7.59 | 9.44 | 51.03
39031 | 39031 | Occupancy sensor.................................................................................................................................................................... | [17 empty] | 687.71 |  |  |  | 7.59 |  |  | 9.44 | 51.03 |  | 39031 |  |  |  | 39031 | 687.71 7.59 9.44 51.03 39031 | 687.71 | 7.59 | 9.44 | 51.03 | 687.71 | 7.59 | 9.44 | 51.03
39032 | 39032 | Carbon monoxide monitor/alarm sensors............................................................................................................................... | [17 empty] | 442.34 |  |  |  | 7.46 |  |  | 9.40 | 47.50 |  | 39032 |  |  |  | 39032 | 442.34 7.46 9.40 47.50 39032 | 442.34 | 7.46 | 9.4 | 47.5 | 442.34 | 7.46 | 9.4 | 47.5
39033 | 39033 | Nitrogen dioxide sensors......................................................................................................................................................... | [17 empty] | 1,313.46 |  |  |  | 7.46 |  |  | 9.40 | 47.50 |  | 39033 |  |  |  | 39033 | 1,313.46 7.46 9.40 47.50 39033 | 1313.46 | 7.46 | 9.4 | 47.5 | 1313.46 | 7.46 | 9.4 | 47.5
39034 | 39034 | Carbon dioxide (CO2) sensor of non dispersive technology with sensing range of 0 to 2000
| ppm, accuracy within 5%. Duct / wall mounted.................................................................................................................... | [18 empty] | 1,852.80 |  |  |  | 7.46 |  |  | 9.40 | 47.50 |  | 39034 |  |  |  | 39034 | 1,852.80 7.46 9.40 47.50 39034 | 1852.8 | 7.46 | 9.4 | 47.5 | 1852.8 | 7.46 | 9.4 | 47.5
39/3
HEATING, VENTILATION AND AIR-CONDITIONING -
39 | 39 | ELECTRICAL POWER SUPPLY, CONTROL AND MONITORING SYSTEM | [21 empty] | 39
| Item | Item
| CENTRAL CONTROL AND MONITORING SYSTEM (CCMS) | [16 empty] | Take | [7 empty] | Take
| Supply | [22 empty] | down |  | down |  | Fix
| and | [22 empty] | and |  | and set |  | only
| fix | [22 empty] | clear |  | aside for
| away | [24 empty] | re-use
| A | [22 empty] | B |  | C |  | D
| Each |  |  | $ | [19 empty] | $ |  | $ |  | $
39035 | 39035 | CCMS central control workstation c/w mouse and keyboard, TFT LCD monitor of viewable
size 530mm (21" diagonally), A3 ink/laser printer capable of handling continuous paper,
UPS capable of backup for 1 hour of operation for the PC, monitor and printer and
| 16-bit/full duplex audio system c/w speakers........................................................................................................................ | [18 empty] | 20,212.62 |  |  |  | 28.11 |  |  | 37.84 | 118.72 |  | 39035 |  |  |  | 39035 | 20,212.62 28.11 37.84 118.72 39035 | 20212.62 | 28.11 | 37.84 | 118.72 | 20212.62 | 28.11 | 37.84 | 118.72
39036 | 39036 | Uninterrupted power supply capable for 1 hour operation for the PC................................................................................... | [17 empty] | 10,090.46 |  |  |  | 14.12 |  |  | 18.98 | 59.71 |  | 39036 |  |  |  | 39036 | 10,090.46 14.12 18.98 59.71 39036 | 10090.46 | 14.12 | 18.98 | 59.71 | 10090.46 | 14.12 | 18.98 | 59.71
39037 | 39037 | Portable operator terminal hardware c/w weight of less than 2 kg, run on rechargeable battery,
capable of retrieving and storing information to and from CCMS server and DDC controllers
| and Input method can be keyboard, touch screen, track point and/or mouse........................................................................ | [18 empty] | 14,902.02 |  |  |  | 4.68 |  |  | 7.67 | 11.99 |  | 39037 |  |  |  | 39037 | 14,902.02 4.68 7.67 11.99 39037 | 14902.02 | 4.68 | 7.67 | 11.99 | 14902.02 | 4.68 | 7.67 | 11.99
39038 | 39038 | DDC hardware c/w RAM and the clock shall be provided with power backup of 72
hours instant recharged capacitor or 12-hour trickle recharged batteries, universal inputs
| and universal outputs.............................................................................................................................................................. | [18 empty] | 3,943.74 |  |  |  | 28.11 |  |  | 37.84 | 118.72 |  | 39038 |  |  |  | 39038 | 3,943.74 28.11 37.84 118.72 39038 | 3943.74 | 28.11 | 37.84 | 118.72 | 3943.74 | 28.11 | 37.84 | 118.72
39039 | 39039 | Unitary controller hardware with processor speed at least 10 MHz and minimum of
| 512 Kbytes RAM.................................................................................................................................................................... | [18 empty] | 4,957.88 |  |  |  | 9.51 |  |  | 14.28 | 24.01 |  | 39039 |  |  |  | 39039 | 4,957.88 9.51 14.28 24.01 39039 | 4957.88 | 9.51 | 14.28 | 24.01 | 4957.88 | 9.51 | 14.28 | 24.01
39040 | 39040 | Gateway/interfacing hardware c/w processor speed at least 16.7 MHz and minimum of 2
Mbytes RAM. The gateway, which also acts as a general purpose controller, shall have the
| same analog/digital input and output points........................................................................................................................... | [18 empty] | 5,619.62 |  |  |  | 9.51 |  |  | 14.28 | 24.32 |  | 39040 |  |  |  | 39040 | 5,619.62 9.51 14.28 24.32 39040 | 5619.62 | 9.51 | 14.28 | 24.32 | 5619.62 | 9.51 | 14.28 | 24.32
39041 | 39041 | CCMS central database repository shall reside in the CCMS server. The database server
shall use client/server technology and comply with Microsoft Open Database Connectivity
| (ODBC) latest version and support ISO/IEC 9075-9:2003.................................................................................................... | [18 empty] | 987.44 |  |  |  | - |  |  | - | 24.01 |  | 39041 |  |  |  | 39041 | 987.44 - - 24.01 39041 | 987.44 | #VALUE! | #VALUE! | 24.01 | 987.44 | - | - | 24.01
39042 | 39042 | ACMV sub-system unitary controllers for temperature/humidity/pressure controllers with
plug-in proportional type with integrated circuits controllers shall be available with either
| 0 to 20V DC / 4 to 20 mA proportional output, two-position output, or any combination................................................... | [18 empty] | 8,970.83 |  |  |  | 14.12 |  |  | 18.98 | 59.71 |  | 39042 |  |  |  | 39042 | 8,970.83 14.12 18.98 59.71 39042 | 8970.83 | 14.12 | 18.98 | 59.71 | 8970.83 | 14.12 | 18.98 | 59.71
39043 | 39043 | Programmable DDC for VAV Box......................................................................................................................................... | [17 empty] | 1,010.48 |  |  |  | 5.59 |  |  | 6.87 | 45.89 |  | 39043 |  |  |  | 39043 | 1,010.48 5.59 6.87 45.89 39043 | 1010.48 | 5.59 | 6.87 | 45.89 | 1010.48 | 5.59 | 6.87 | 45.89
39/4
HEATING, VENTILATION AND AIR-CONDITIONING -
39 | 39 | ELECTRICAL POWER SUPPLY, CONTROL AND MONITORING SYSTEM | [21 empty] | 39
| Item | Item
| SUNDRIES |  |  |  | Take | [20 empty] | Take
| Supply | [22 empty] | down |  | down |  | Fix
| and | [22 empty] | and |  | and set |  | only
| IAQ testing/assessment and report as described in Part D of A/C G.S. : - | [16 empty] | fix | [5 empty] | clear |  | aside for
| away | [24 empty] | re-use
| A | [22 empty] | B |  | C |  | D
| Per point |  |  | $ | [19 empty] | $ |  | $ |  | $
39044 | 39044 | Carbon dioxide........................................................................................................................................................................ | [17 empty] | 281.89 |  |  |  | - |  |  | - | - |  | 39044 |  |  |  | 39044 | 281.89 - - - 39044 | 281.89 | #VALUE! | #VALUE! | #VALUE! | 281.89 | - | - | -
39045 | 39045 | Carbon monoxide.................................................................................................................................................................... | [17 empty] | 279.88 |  |  |  | - |  |  | - | - |  | 39045 |  |  |  | 39045 | 279.88 - - - 39045 | 279.88 | #VALUE! | #VALUE! | #VALUE! | 279.88 | - | - | -
39046 | 39046 | Respirable suspended particulate........................................................................................................................................... | [17 empty] | 415.85 |  |  |  | - |  |  | - | - |  | 39046 |  |  |  | 39046 | 415.85 - - - 39046 | 415.85 | #VALUE! | #VALUE! | #VALUE! | 415.85 | - | - | -
39047 | 39047 | Nitrogen dioxide...................................................................................................................................................................... | [17 empty] | 278.42 |  |  |  | - |  |  | - | - |  | 39047 |  |  |  | 39047 | 278.42 - - - 39047 | 278.42 | #VALUE! | #VALUE! | #VALUE! | 278.42 | - | - | -
39048 | 39048 | Ozone....................................................................................................................................................................................... | [17 empty] | 1,413.60 |  |  |  | - |  |  | - | - |  | 39048 |  |  |  | 39048 | 1,413.60 - - - 39048 | 1413.6 | #VALUE! | #VALUE! | #VALUE! | 1413.6 | - | - | -
39049 | 39049 | Formaldehyde.......................................................................................................................................................................... | [17 empty] | 280.05 |  |  |  | - |  |  | - | - |  | 39049 |  |  |  | 39049 | 280.05 - - - 39049 | 280.05 | #VALUE! | #VALUE! | #VALUE! | 280.05 | - | - | -
39050 | 39050 | Total volatile organic compound............................................................................................................................................ | [17 empty] | 421.31 |  |  |  | - |  |  | - | - |  | 39050 |  |  |  | 39050 | 421.31 - - - 39050 | 421.31 | #VALUE! | #VALUE! | #VALUE! | 421.31 | - | - | -
39051 | 39051 | Radon...................................................................................................................................................................................... | [17 empty] | 275.58 |  |  |  | - |  |  | - | - |  | 39051 |  |  |  | 39051 | 275.58 - - - 39051 | 275.58 | #VALUE! | #VALUE! | #VALUE! | 275.58 | - | - | -
39052 | 39052 | Airborne bacteria..................................................................................................................................................................... | [17 empty] | 414.22 |  |  |  | - |  |  | - | - |  | 39052 |  |  |  | 39052 | 414.22 - - - 39052 | 414.22 | #VALUE! | #VALUE! | #VALUE! | 414.22 | - | - | -
39053 | 39053 | Room temperature................................................................................................................................................................... | [17 empty] | 139.27 |  |  |  | - |  |  | - | - |  | 39053 |  |  |  | 39053 | 139.27 - - - 39053 | 139.27 | #VALUE! | #VALUE! | #VALUE! | 139.27 | - | - | -
39054 | 39054 | Relative humidity.................................................................................................................................................................... | [17 empty] | 138.91 |  |  |  | - |  |  | - | - |  | 39054 |  |  |  | 39054 | 138.91 - - - 39054 | 138.91 | #VALUE! | #VALUE! | #VALUE! | 138.91 | - | - | -
39055 | 39055 | Air movement.......................................................................................................................................................................... | [17 empty] | 141.49 |  |  |  | - |  |  | - | - |  | 39055 |  |  |  | 39055 | 141.49 - - - 39055 | 141.49 | #VALUE! | #VALUE! | #VALUE! | 141.49 | - | - | -
Cables : -
Per linear metre
39056 | 39056 | Low capacitance cable............................................................................................................................................................ | [17 empty] | 14.82 |  |  |  | 2.64 |  |  | 3.22 | 8.71 |  | 39056 |  |  |  | 39056 | 14.82 2.64 3.22 8.71 39056 | 14.82 | 2.64 | 3.22 | 8.71 | 14.82 | 2.64 | 3.22 | 8.71
39057 | 39057 | Shield twist pair cable............................................................................................................................................................. | [17 empty] | 18.49 |  |  |  | 2.64 |  |  | 3.22 | 8.71 |  | 39057 |  |  |  | 39057 | 18.49 2.64 3.22 8.71 39057 | 18.49 | 2.64 | 3.22 | 8.71 | 18.49 | 2.64 | 3.22 | 8.71
39058 | 39058 | Multi-mode 62.5/125 fiber optic cable................................................................................................................................... | [17 empty] | 56.51 |  |  |  | 2.64 |  |  | 3.22 | 8.71 |  | 39058 |  |  |  | 39058 | 56.51 2.64 3.22 8.71 39058 | 56.51 | 2.64 | 3.22 | 8.71 | 56.51 | 2.64 | 3.22 | 8.71
39/5
Section 40
FIRE SERVICES
40 | 40 | FIRE SERVICES | [10 empty] | 40
SECTION 40
FIRE SERVICES
SPECIAL CONDITIONS
| Measurement |  |  | SC40.01 | [6 empty] | All works of electrical power supply up to power supply points (e.g. switchgear or
| of power supply |  |  | isolator or spur unit and the like) for the equipment shall be measured separately and paid
for at the appropriate rates under Section 27 - Lighting System and Fixtures, Section 28 -
Small Power Distribution, Section 29 - Main Distribution Systems and Section 30 -
Miscellaneous Electrical Installations or other applicable Work Sections of this Schedule.
For the avoidance of doubt, all items for pump sets in this section shall only apply to the
works executed for the Fire Services Installation by the Approved Suppliers of Materials
and Specialist Contractors for Public Works : Fire Service Installation.
| Measurement |  |  | SC40.02 | [6 empty] | All trench excavation shall be measured separately and paid for at the appropriate rates
| of excavations, |  |  | under Section 03 - Excavation of this Schedule. All pipe ducts, concrete thrust blocks and
| ducts, chases, |  |  | anchor blocks, chases in, and holes through existing walls, ceilings and similar for pipes,
| holes and other |  |  | etc., (but not mortices or holes for brackets) except specifically stated, shall be measured
| subsidiary work |  |  |  | and paid for at the appropriate rates under Section 04 - Concrete Work, Section 05 -
Brickwork and Blockwork, Section 12 - Roadwork and Cable Duct, Section 13 -
Plumbing and Drainage or other applicable Work Sections of this Schedule.
| Measurement |  |  | SC40.03 | [6 empty] | Unless otherwise stated, pipework shall be measured in linear metres over all in-line
| of pipework |  |  | fittings, short running lengths and branches.
Branch pipes of 32 mm diameter from tee-off for and including sprinkler points and dry
pendant sprinkler points shall be grouped together and measured in numbers of sprinkler
points. The rates for which shall include the associated pipework and sprinkler points and
dry pendant sprinkler points.
| Measurement |  |  | SC40.04 | [6 empty] | The interconnecting cables and the cable containment for the fire alarm indicating/ control
| of fire alarm |  |  | panel shall be measured separately.
indicating/
control panel
| Measurement of |  |  |  | SC40.05 | [5 empty] | Cables for the equipment, control/ indicating panels, fire alarm points, etc. have been
| heat resistant |  |  | allowed in the rates under this Section. No measurement shall be made for cables except
| cables and low |  |  | for heat resistant cables where specifically ordered by the Maintenance Surveyor in
| smoke zero |  |  | writing.
halogen cables
Heat resistant cables and low smoke zero halogen cables shall be measured the net length
as fixed in linear metres.
40/1
40 | 40 | FIRE SERVICES | [10 empty] | 40
SPECIAL CONDITIONS (CONT'D)
| Measurement |  |  | SC40.06 | [6 empty] | Where a temporary supply is ordered by the Maintenance Surveyor, the provision of all
| of temporary |  |  | articles, labour and accessory materials (nails, screws, rawplugs and similar) necessary for
| supply | fixing shall be of temporary nature. For "use and waste" of all materials, such as cables,
fittings and accessories, etc., for a period of not exceeding four weeks from the date of
certified completion, 50 per cent of the value of the appropriate "supply and fix" items
after the adjustment of contract percentages will be paid. For a period exceeding four
weeks and not exceeding eight weeks, 55 per cent will be paid and for each subsequent
month a further addition of 5 per cent will be made.
For a period of more than six months, the full rates, as for permanent works will be paid,
and the materials will become the property of the Employer.
No extra payment will be made for the removal of materials in connection with the
temporary supply, but the cost of which shall have been included in the payment as
aforementioned in the first paragraph hereof. The date of certified completion of a
temporary supply shall be the date when the installation is first brought into service. The
date when it ceases to be used shall be the date from which the Maintenance Surveyor
instructs the dismantlement of the installation, or the date when the installation is no longer
in use, whichever is earlier.
| Rates generally |  |  | SC40.07 | [6 empty] | The rates for all items shall generally include for : -
| (a) | [11 empty] | Colour band and colour identification work.
| (b) | [11 empty] | Lettering and engraving for identification, signs, labels in both English and
Chinese.
| (c) | [11 empty] | Identification plates, signs, notice plates, discs and labels in both English and
Chinese.
| (d) | [11 empty] | Priming or painting off site and proprietary finishes or surface treatment applied as
part of the production process whether applied before or after fabrication and
assembly.
| (e) | [11 empty] | All protective and finishing painting work, apart from additional painting work
specifically ordered by the Maintenance Surveyor in writing which shall be
measured separately and paid for at the appropriate rates under Section 15 -
Painting of this Schedule.
| (f) | [11 empty] | Any kind of fixing method including provision of screws, nuts, bolts, shims,
washers, clips, hangers, supports, brackets, spring compensated and seismic
restraints and isolating components and the like.
| (g) | [11 empty] | Provision of expansion joints in service runs wherever they coincide with
structural expansion joints.
| (h) | [11 empty] | Submission of catalogues, technical literature, data, calculations, test certificates
and approval documentation covering the equipment and materials being
supplied.
| (i) | [11 empty] | Preparing and submitting detail working drawings as required and all shop
drawings for the fabrication and installation.
40/2
40 | 40 | FIRE SERVICES | [10 empty] | 40
SPECIAL CONDITIONS (CONT'D)
| Rates generally |  |  | SC40.07 | [6 empty] | (j) |  | Attendance, as required, of the manufacturers' representative to assist in the
| (Cont'd) |  |  | (Cont'd) | [6 empty] | installation and subsequent testing and commissioning.
| (k) | [11 empty] | Testing and commissioning including submission of Testing and Commissioning
Certificates and Records of Tests.
| (l) | [11 empty] | Provision of all necessary power, fuel, labour and testing instrument of approved
type for testing and commissioning.
| (m) | [11 empty] | Submitting all relevant documentation to Fire Services Department and obtaining
necessary approval.
| (n) | [11 empty] | Preparing and submitting operation and maintenance manuals and as-fitted
drawings for items of works as required.
| (o) | [11 empty] | Provision of schematic diagrams covered front and back with plastic sheet
including fixing to wall.
| (p) | [11 empty] | Provision of manufacturer's guarantee.
| Rates for |  |  | SC40.08 | [6 empty] | The rates for pipework shall further include for : -
pipework
| (a) | [11 empty] | All short lengths, cutting and waste, and joints in the running length.
| (b) | [11 empty] | All pipework brackets, supports, hangers, guides, anchors and the like and
alternative method of jointing and fixing as specified (if any).
| (c) | [11 empty] | All pipework fittings (e.g. bends, elbows, branches, reducers, tees, caps and
the like) including connections, cutting and jointing pipes to fittings.
| (d) | [11 empty] | Screwed sockets, tappings, bosses and welding-necks welded to pipes or
flanges including perforating the pipework or flanges.
| (e) | [11 empty] | Connections between pipework of different materials and differing grades of
same material.
| (f) | [11 empty] | Provision of wall plates, ceiling plates, floor plates, high tensile holding down bolts,
tapered washers and the like for casting into the reinforced concrete corbels.
| (g) | [11 empty] | All jointing including provision of flexible connections and/ or necessary
adaptors and connectors, welding consumable, jointing tapes, flanges, unions,
gasket, bolts and nuts and the like where required.
| (h) | [11 empty] | Expansion loops and compensators including connections, cutting and jointing
to pipes and fittings.
| (i) | [11 empty] | Provision of all sleeves for casting in or building in where pipes pass through
slabs, walls or beams and caulking between pipe and sleeve where required.
| (j) | [11 empty] | Fixing in any position to floors, walls and ceilings including laying in trenches and
fixing in chases, ducts, false ceilings and similar positions, and wrapping with
protective tapes where required.
40/3
40 | 40 | FIRE SERVICES | [10 empty] | 40
SPECIAL CONDITIONS (CONT'D)
| Rates for in-line |  |  | SC40.09 | [6 empty] | The rates for in-line pipework equipment (e.g. valves, mechanical flow meters, gauges,
| pipework |  |  | strainers and the like) shall further include for : -
equipment
| (a) | [11 empty] | Cutting and jointing to pipes and fittings.
| (b) | [11 empty] | Stripping down repacking glands and preparing spindles, as appropriate, prior to
installation.
| Rates for fire |  |  | SC40.10 | [6 empty] | The rates for fire alarm call points, fire alarm bell points, visual fire alarm points, smoke
| alarm call points, |  |  |  | detector points and heat detector points shall further include for fire alarm push buttons, fire
| fire alarm bell |  |  | alarm bells, visual fire alarm, smoke detectors, heat detectors, re-programming
| points, visual fire |  |  |  | work of existing addressable fire control/ indication panel and all necessary accessories
| alarm, smoke |  |  | for connection to the fire alarm control/ indication panel or the fire alarm system.
| detector points and |  |  |  | The cables and cable containment shall be measured separately and paid for at
| heat detector points |  |  |  |  | appropriate rates under this Section and Sections 28 to 30.
| Rates for sprinkler |  |  |  | SC40.11 | [5 empty] | The rates for sprinkler points and dry pendant sprinkler points shall further include for
| points and dry |  |  | sprinkler heads, arm pipes and all necessary accessories. The range pipes, distribution
| pendant sprinkler |  |  |  | pipe, draining/ re-fill the sprinkler system and tee-off from existing sprinkler system shall
| points | be measured separately and paid for at appropriate rates under this Section.
| Rates for control/ |  |  |  | SC40.12 | [5 empty] | Control/ indicating panel shall be measured on the basis of complete unit monitoring and
| indicating panels |  |  |  | controlling the number of zones/ points as specified. The rates for control/ indicating panels
shall further include for all necessary relays, indicating lamps, push button package and selector
switches. The cables and cable containment to external equipment or existing panel shall be
measured separately and paid for at appropriate rates under Sections 27 to 30.
| Rates for |  |  | SC40.13 | [6 empty] | The rates for equipment shall further include for : -
equipment
| (a) | [11 empty] | All necessary assembly, orientation, alignment, levelling and bolting down,
together with the provision of shims and packing pieces, the clocking of couplings
between drivers and rotating equipment, strainers, instrumentation and the like.
| (b) | [11 empty] | Supporting frames.
| (c) | [11 empty] | Connections including flexible joints between pipework and equipment.
| (d) | [11 empty] | Flexible connections and anti-vibration connections between pipework and
equipment.
| (e) | [11 empty] | All necessary operational and control accessories (e.g. valves, gauges, mechanical
flow meters, indicating lamps and the like) forming part of the equipment, connection
and termination.
40/4
40 | 40 | FIRE SERVICES | [10 empty] | 40
SPECIAL CONDITIONS (CONT'D)
| Rates for |  |  | SC40.13 | [6 empty] | (f) |  | Final connection and terminations to electrical supply, fire alarm, control, monitoring,
| equipment |  |  | (Cont'd) | [6 empty] | interfacing and water supply including cables, wirings, conduits, trunkings, cable trays,
| (Cont'd) |  |  | fuses, control boxes, short lengths of pipework and necessary accessories required for
energizing the equipment to properly operate at specified duties.
| (g) | [11 empty] | Anti-vibration mountings for machinery, equipment and apparatus of all kinds and
the like to be supplied and installed by the Contractor.
| (h) | [11 empty] | Anti-vibration materials and sound insulating materials in equipment, apparatus of
all kinds and machinery bases.
| (i) | [11 empty] | Motor starters (if motors in the equipment require motor starters).
| (j) | [11 empty] | Earth/ equipotential bonding as specified.
| Rates for heat |  |  | SC40.14 | [6 empty] | The rates for heat resistant cables and low smoke zero halogen cables shall further include
| resistant cables and |  |  |  |  | for : -
low smoke zero
| halogen cables |  |  | (a) | [8 empty] | Laying or fixing in different locations, such as drawing into underground pipe
ducts, laying or drawing into trunkings, drawing into conduits, suspending from
insulators or catenaries, wrapping around equipment.
| (b) | [11 empty] | In case of cables drawn into existing conduits, existing ducts or existing trunkings,
removing and putting back existing covers, existing inspection lids and the like.
| (c) | [11 empty] | Making cable-joints.
| (d) | [11 empty] | Determining circuits, lacing into circuit groups and provision of draw wires, draw
cables and the like as required.
| (e) | [11 empty] | All necessary fixings complete with accessories and fittings as required.
| (f) | [11 empty] | Provision of all sleeves for casting in or building in where cables pass through
slabs, walls or beams and caulking between cable and sleeve where required.
| Rates for "Take |  |  | SC40.15 | [6 empty] | The rates for "Take down and clear away" or " Take down and set aside for re-use"
| down and clear |  |  | existing items in connection with fire services installation shall further include for : -
away" or "Take
| down and set aside |  |  |  | (a) | [7 empty] | All in-line fittings including brackets, supports, hangers and the like.
for re-use"
| (b) | [11 empty] | Cutting into existing pipework and the like in position.
| (c) | [11 empty] | Plugging off remaining ends with plugs or caps as required.
| (d) | [11 empty] | Preparing remaining ends of pipework and building services works
(if any) to receive connections with new work if required.
| (e) | [11 empty] | In the case of equipment and the like, taking down all associated pipework
and/ or building services works.
| (f) | [11 empty] | Making good all works disturbed.
40/5
40 | 40 | FIRE SERVICES | [10 empty] | 40
SPECIAL CONDITIONS (CONT'D)
| Particular |  |  | SC40.16 | [6 empty] | The Particular Specification for fire services installation can be found in the Contract.
Specification
40/6
40 | 40 | FIRE SERVICES | [10 empty] | 40
| Item | Item
AUTOMATIC/ MANUAL FIRE ALARM SYSTEM
| Take | [24 empty] | Take
| Supply | [22 empty] | down |  | down |  | Fix
| Automatic/ manual fire alarm points c/w re-programming work of existing addressable | [17 empty] | and |  |  |  |  | and |  | and set |  | only
| fire control panel, if necessary, and all necessary mounting accessories and connected | [17 empty] | fix |  |  |  |  | clear |  | aside for
| to the fire alarm control panel | [9 empty] | away | [14 empty] | re-use
| A | [22 empty] | B |  | C |  | D
| Each |  |  | $ | [19 empty] | $ |  | $ |  | $
40001 | 40001 | Fire alarm call point with break glass type alarm push c/w metal hammer and chains ....................................................... | [17 empty] | 365.96 |  |  |  | 15.09 |  |  | 16.17 | 79.75 |  | 40001 |  |  |  | 40001 | 365.96 15.09 16.17 79.75 40001 | 365.96 | 15.09 | 16.17 | 79.75 | 365.96 | 15.09 | 16.17 | 79.75
40002 | 40002 | Weatherproof type fire alarm call point with break glass type alarm push c/w metal hammer and chains ......................... | [17 empty] | 494.05 |  |  |  | 15.09 |  |  | 16.17 | 79.75 |  | 40002 |  |  |  | 40002 | 494.05 15.09 16.17 79.75 40002 | 494.05 | 15.09 | 16.17 | 79.75 | 494.05 | 15.09 | 16.17 | 79.75
40003 | 40003 | Fire alarm call point with break glass type alarm push c/w metal hammer and chains, addressable type............................ | [17 empty] | 759.36 |  |  |  | 24.24 |  |  | 43.85 | 111.02 |  | 40003 |  |  |  | 40003 | 759.36 24.24 43.85 111.02 40003 | 759.36 | 24.24 | 43.85 | 111.02 | 759.36 | 24.24 | 43.85 | 111.02
40004 | 40004 | Weatherproof type fire alarm call point with break glass type alarm push c/w
| metal hammer and chains, addressable type........................................................................................................................... | [18 empty] | 830.55 |  |  |  | 24.24 |  |  | 43.85 | 111.02 |  | 40004 |  |  |  | 40004 | 830.55 24.24 43.85 111.02 40004 | 830.55 | 24.24 | 43.85 | 111.02 | 830.55 | 24.24 | 43.85 | 111.02
40005 | 40005 | Fire alarm bell point; 150 - 250 mm diameter........................................................................................................................ | [17 empty] | 569.91 |  |  |  | 15.09 |  |  | 16.17 | 79.75 |  | 40005 |  |  |  | 40005 | 569.91 15.09 16.17 79.75 40005 | 569.91 | 15.09 | 16.17 | 79.75 | 569.91 | 15.09 | 16.17 | 79.75
40006 | 40006 | Weatherproof type fire alarm bell point; 150 - 250 mm diameter......................................................................................... | [17 empty] | 767.59 |  |  |  | 15.09 |  |  | 16.17 | 79.75 |  | 40006 |  |  |  | 40006 | 767.59 15.09 16.17 79.75 40006 | 767.59 | 15.09 | 16.17 | 79.75 | 767.59 | 15.09 | 16.17 | 79.75
40007 | 40007 | Smoke detector point, ionization type.................................................................................................................................... | [17 empty] | 518.06 |  |  |  | 21.56 |  |  | 23.71 | 79.75 |  | 40007 |  |  |  | 40007 | 518.06 21.56 23.71 79.75 40007 | 518.06 | 21.56 | 23.71 | 79.75 | 518.06 | 21.56 | 23.71 | 79.75
40008 | 40008 | Smoke detector point c/w remote indicator, ionization type.................................................................................................. | [17 empty] | 824.97 |  |  |  | 53.90 |  |  | 58.20 | 233.89 |  | 40008 |  |  |  | 40008 | 824.97 53.90 58.20 233.89 40008 | 824.97 | 53.9 | 58.2 | 233.89 | 824.97 | 53.9 | 58.2 | 233.89
40009 | 40009 | Smoke detector point; addressable type, ionization type....................................................................................................... | [17 empty] | 1,080.00 |  |  |  | 30.19 |  |  | 31.26 | 111.02 |  | 40009 |  |  |  | 40009 | 1,080.00 30.19 31.26 111.02 40009 | 1080 | 30.19 | 31.26 | 111.02 | 1080 | 30.19 | 31.26 | 111.02
40010 | 40010 | Smoke detector point, optical type.......................................................................................................................................... | [17 empty] | 518.06 |  |  |  | 15.09 |  |  | 16.17 | 79.75 |  | 40010 |  |  |  | 40010 | 518.06 15.09 16.17 79.75 40010 | 518.06 | 15.09 | 16.17 | 79.75 | 518.06 | 15.09 | 16.17 | 79.75
40011 | 40011 | Smoke detector point c/w remote indicator, optical type....................................................................................................... | [17 empty] | 824.97 |  |  |  | 53.90 |  |  | 58.20 | 233.89 |  | 40011 |  |  |  | 40011 | 824.97 53.90 58.20 233.89 40011 | 824.97 | 53.9 | 58.2 | 233.89 | 824.97 | 53.9 | 58.2 | 233.89
40012 | 40012 | Smoke detector point; addressable type, optical type............................................................................................................ | [17 empty] | 1,099.19 |  |  |  | 24.24 |  |  | 43.85 | 111.02 |  | 40012 |  |  |  | 40012 | 1,099.19 24.24 43.85 111.02 40012 | 1099.19 | 24.24 | 43.85 | 111.02 | 1099.19 | 24.24 | 43.85 | 111.02
40013 | 40013 | Heat detector point; fixed temperature type, Class A2........................................................................................................... | [17 empty] | 487.88 |  |  |  | 15.09 |  |  | 16.17 | 79.75 |  | 40013 |  |  |  | 40013 | 487.88 15.09 16.17 79.75 40013 | 487.88 | 15.09 | 16.17 | 79.75 | 487.88 | 15.09 | 16.17 | 79.75
40014 | 40014 | Heat detector point; fixed temperature type, Class BR or CR............................................................................................... | [17 empty] | 487.88 |  |  |  | 15.09 |  |  | 16.17 | 79.75 |  | 40014 |  |  |  | 40014 | 487.88 15.09 16.17 79.75 40014 | 487.88 | 15.09 | 16.17 | 79.75 | 487.88 | 15.09 | 16.17 | 79.75
40015 | 40015 | Heat detector point; fixed temperature type, Class CS, DS, ES, FS or GS............................................................................ | [17 empty] | 487.88 |  |  |  | 15.09 |  |  | 16.17 | 79.75 |  | 40015 |  |  |  | 40015 | 487.88 15.09 16.17 79.75 40015 | 487.88 | 15.09 | 16.17 | 79.75 | 487.88 | 15.09 | 16.17 | 79.75
40016 | 40016 | Heat detector point; fixed temperature type; addressable type, Class A2............................................................................. | [17 empty] | 1,072.24 |  |  |  | 24.24 |  |  | 43.85 | 111.02 |  | 40016 |  |  |  | 40016 | 1,072.24 24.24 43.85 111.02 40016 | 1072.24 | 24.24 | 43.85 | 111.02 | 1072.24 | 24.24 | 43.85 | 111.02
40017 | 40017 | Heat detector point: fixed temperature type, addressable type, Class BR or CR.................................................................. | [17 empty] | 1,072.24 |  |  |  | 24.24 |  |  | 43.85 | 111.02 |  | 40017 |  |  |  | 40017 | 1,072.24 24.24 43.85 111.02 40017 | 1072.24 | 24.24 | 43.85 | 111.02 | 1072.24 | 24.24 | 43.85 | 111.02
40018 | 40018 | Heat detector point; fixed temperature type; addressable type, Class CS, DS, ES, FS or GS............................................... | [17 empty] | 1,072.24 |  |  |  | 24.24 |  |  | 43.85 | 111.02 |  | 40018 |  |  |  | 40018 | 1,072.24 24.24 43.85 111.02 40018 | 1072.24 | 24.24 | 43.85 | 111.02 | 1072.24 | 24.24 | 43.85 | 111.02
40019 | 40019 | Heat detector point c/w remote indicator, Class A2............................................................................................................... | [17 empty] | 788.03 |  |  |  | 53.90 |  |  | 58.20 | 233.89 |  | 40019 |  |  |  | 40019 | 788.03 53.90 58.20 233.89 40019 | 788.03 | 53.9 | 58.2 | 233.89 | 788.03 | 53.9 | 58.2 | 233.89
40020 | 40020 | Heat detector point c/w remote indicator, Class BR or CR................................................................................................... | [17 empty] | 788.03 |  |  |  | 53.90 |  |  | 58.20 | 233.89 |  | 40020 |  |  |  | 40020 | 788.03 53.90 58.20 233.89 40020 | 788.03 | 53.9 | 58.2 | 233.89 | 788.03 | 53.9 | 58.2 | 233.89
40021 | 40021 | Heat detector point c/w remote indicator, Class CS, DS, ES, FS or GS................................................................................ | [17 empty] | 788.03 |  |  |  | 53.90 |  |  | 58.20 | 233.89 |  | 40021 |  |  |  | 40021 | 788.03 53.90 58.20 233.89 40021 | 788.03 | 53.9 | 58.2 | 233.89 | 788.03 | 53.9 | 58.2 | 233.89
40022 | 40022 | Heat detector point; rate of rise temperature type, Class A2.................................................................................................. | [17 empty] | 524.61 |  |  |  | 15.09 |  |  | 16.17 | 79.75 |  | 40022 |  |  |  | 40022 | 524.61 15.09 16.17 79.75 40022 | 524.61 | 15.09 | 16.17 | 79.75 | 524.61 | 15.09 | 16.17 | 79.75
40023 | 40023 | Heat detector point; rate of rise temperature type, Class BR or CR...................................................................................... | [17 empty] | 524.61 |  |  |  | 15.09 |  |  | 16.17 | 79.75 |  | 40023 |  |  |  | 40023 | 524.61 15.09 16.17 79.75 40023 | 524.61 | 15.09 | 16.17 | 79.75 | 524.61 | 15.09 | 16.17 | 79.75
40/7
40 | 40 | FIRE SERVICES | [10 empty] | 40
| Item | Item
AUTOMATIC/ MANUAL FIRE ALARM SYSTEM (CONT'D)
| Take | [24 empty] | Take
| Supply | [22 empty] | down |  | down |  | Fix
| Automatic/ manual fire alarm points c/w re-programming work of existing addressable | [17 empty] | and |  |  |  |  | and |  | and set |  | only
| fire control panel, if necessary, and all necessary mounting accessories and connected | [17 empty] | fix |  |  |  |  | clear |  | aside for
| to the fire alarm control panel (cont'd) | [9 empty] | away | [14 empty] | re-use
| A | [22 empty] | B |  | C |  | D
| Each |  |  | $ | [19 empty] | $ |  | $ |  | $
40024 | 40024 | Heat detector point; rate of rise temperature type, CS, DS, ES, FS or GS............................................................................. | [17 empty] | 524.61 |  |  |  | 15.09 |  |  | 16.17 | 79.75 |  | 40024 |  |  |  | 40024 | 524.61 15.09 16.17 79.75 40024 | 524.61 | 15.09 | 16.17 | 79.75 | 524.61 | 15.09 | 16.17 | 79.75
40025 | 40025 | Heat detector point; rate of rise temperature type; addressable type, Class A2..................................................................... | [17 empty] | 1,072.24 |  |  |  | 24.24 |  |  | 43.85 | 111.02 |  | 40025 |  |  |  | 40025 | 1,072.24 24.24 43.85 111.02 40025 | 1072.24 | 24.24 | 43.85 | 111.02 | 1072.24 | 24.24 | 43.85 | 111.02
40026 | 40026 | Heat detector point; rate of rise temperature type; addressable type, Class BR or CR......................................................... | [17 empty] | 1,072.24 |  |  |  | 24.24 |  |  | 43.85 | 111.02 |  | 40026 |  |  |  | 40026 | 1,072.24 24.24 43.85 111.02 40026 | 1072.24 | 24.24 | 43.85 | 111.02 | 1072.24 | 24.24 | 43.85 | 111.02
40027 | 40027 | Heat detector point; rate of rise temperature type; addressable type, CS, DS, ES, FS or GS................................................ | [17 empty] | 1,072.24 |  |  |  | 24.24 |  |  | 43.85 | 111.02 |  | 40027 |  |  |  | 40027 | 1,072.24 24.24 43.85 111.02 40027 | 1072.24 | 24.24 | 43.85 | 111.02 | 1072.24 | 24.24 | 43.85 | 111.02
40028 | 40028 | Heat detector point; combined rate of rise and fixed temperature type, Class A2................................................................ | [17 empty] | 694.64 |  |  |  | 15.09 |  |  | 16.17 | 79.75 |  | 40028 |  |  |  | 40028 | 694.64 15.09 16.17 79.75 40028 | 694.64 | 15.09 | 16.17 | 79.75 | 694.64 | 15.09 | 16.17 | 79.75
40029 | 40029 | Heat detector point; combined rate of rise and fixed temperature type, Class BR or CR..................................................... | [17 empty] | 694.64 |  |  |  | 15.09 |  |  | 16.17 | 79.75 |  | 40029 |  |  |  | 40029 | 694.64 15.09 16.17 79.75 40029 | 694.64 | 15.09 | 16.17 | 79.75 | 694.64 | 15.09 | 16.17 | 79.75
40030 | 40030 | Heat detector point; combined rate of rise and fixed temperature type, CS, DS, ES, FS or GS........................................... | [17 empty] | 694.64 |  |  |  | 15.09 |  |  | 16.17 | 79.75 |  | 40030 |  |  |  | 40030 | 694.64 15.09 16.17 79.75 40030 | 694.64 | 15.09 | 16.17 | 79.75 | 694.64 | 15.09 | 16.17 | 79.75
40031 | 40031 | Heat detector point; combined rate of rise and temp. type; addressable type, Class A2....................................................... | [17 empty] | 1,164.53 |  |  |  | 24.24 |  |  | 43.85 | 111.02 |  | 40031 |  |  |  | 40031 | 1,164.53 24.24 43.85 111.02 40031 | 1164.53 | 24.24 | 43.85 | 111.02 | 1164.53 | 24.24 | 43.85 | 111.02
40032 | 40032 | Heat detector point; combined rate of rise and temp. type; addressable type, Class BR or CR............................................ | [17 empty] | 1,164.53 |  |  |  | 24.24 |  |  | 43.85 | 111.02 |  | 40032 |  |  |  | 40032 | 1,164.53 24.24 43.85 111.02 40032 | 1164.53 | 24.24 | 43.85 | 111.02 | 1164.53 | 24.24 | 43.85 | 111.02
40033 | 40033 | Heat detector point; combined rate of rise and temp. type; addressable type, Class CS, DS,
| ES, FS, or GS........................................................................................................................................................................... | [18 empty] | 1,164.53 |  |  |  | 24.24 |  |  | 43.85 | 111.02 |  | 40033 |  |  |  | 40033 | 1,164.53 24.24 43.85 111.02 40033 | 1164.53 | 24.24 | 43.85 | 111.02 | 1164.53 | 24.24 | 43.85 | 111.02
40034 | 40034 | Intrinsically safe heat detector point, Class A2...................................................................................................................... | [17 empty] | 1,364.43 |  |  |  | 21.56 |  |  | 23.71 | 118.57 |  | 40034 |  |  |  | 40034 | 1,364.43 21.56 23.71 118.57 40034 | 1364.43 | 21.56 | 23.71 | 118.57 | 1364.43 | 21.56 | 23.71 | 118.57
40035 | 40035 | Intrinsically safe heat detector point, Class BR or CR........................................................................................................... | [17 empty] | 1,424.77 |  |  |  | 21.56 |  |  | 23.71 | 118.57 |  | 40035 |  |  |  | 40035 | 1,424.77 21.56 23.71 118.57 40035 | 1424.77 | 21.56 | 23.71 | 118.57 | 1424.77 | 21.56 | 23.71 | 118.57
40036 | 40036 | Intrinsically safe heat detector point, Class CS, DS, ES, FS, or GS...................................................................................... | [17 empty] | 1,424.77 |  |  |  | 21.56 |  |  | 23.71 | 118.57 |  | 40036 |  |  |  | 40036 | 1,424.77 21.56 23.71 118.57 40036 | 1424.77 | 21.56 | 23.71 | 118.57 | 1424.77 | 21.56 | 23.71 | 118.57
40037 | 40037 | Intrinsically safe smoke detector point................................................................................................................................... | [17 empty] | 1,672.53 |  |  |  | 21.56 |  |  | 23.71 | 118.57 |  | 40037 |  |  |  | 40037 | 1,672.53 21.56 23.71 118.57 40037 | 1672.53 | 21.56 | 23.71 | 118.57 | 1672.53 | 21.56 | 23.71 | 118.57
40038 | 40038 | Multi-sensor detector with 2 sensing elements (i.e. optical + heat)....................................................................................... | [17 empty] | 2,405.12 |  |  |  | 15.09 |  |  | 16.17 | 79.75 |  | 40038 |  |  |  | 40038 | 2,405.12 15.09 16.17 79.75 40038 | 2405.12 | 15.09 | 16.17 | 79.75 | 2405.12 | 15.09 | 16.17 | 79.75
40039 | 40039 | Probe unit................................................................................................................................................................................ | [17 empty] | 2,185.42 |  |  |  | 15.09 |  |  | 16.17 | 79.75 |  | 40039 |  |  |  | 40039 | 2,185.42 15.09 16.17 79.75 40039 | 2185.42 | 15.09 | 16.17 | 79.75 | 2185.42 | 15.09 | 16.17 | 79.75
40040 | 40040 | Interface control point c/w control module, relay and all necessary accessories................................................................... | [17 empty] | 878.46 |  |  |  | 15.09 |  |  | 16.17 | 79.75 |  | 40040 |  |  |  | 40040 | 878.46 15.09 16.17 79.75 40040 | 878.46 | 15.09 | 16.17 | 79.75 | 878.46 | 15.09 | 16.17 | 79.75
40041 | 40041 | Remote indicator for smoke/ heat detector c/w interconnecting wiring and conduits ......................................................... | [17 empty] | 255.42 |  |  |  | 36.64 |  |  | 42.04 | 149.82 |  | 40041 |  |  |  | 40041 | 255.42 36.64 42.04 149.82 40041 | 255.42 | 36.64 | 42.04 | 149.82 | 255.42 | 36.64 | 42.04 | 149.82
40042 | 40042 | Weatherproof remote indicator for smoke/ heat detector c/w interconnecting wiring and
| conduits .................................................................................................................................................................................. | [18 empty] | 453.47 |  |  |  | 36.64 |  |  | 42.04 | 149.82 |  | 40042 |  |  |  | 40042 | 453.47 36.64 42.04 149.82 40042 | 453.47 | 36.64 | 42.04 | 149.82 | 453.47 | 36.64 | 42.04 | 149.82
40043 | 40043 | End of line tester..................................................................................................................................................................... | [17 empty] | 177.69 |  |  |  | 19.39 |  |  | 21.56 | 88.39 |  | 40043 |  |  |  | 40043 | 177.69 19.39 21.56 88.39 40043 | 177.69 | 19.39 | 21.56 | 88.39 | 177.69 | 19.39 | 21.56 | 88.39
40044 | 40044 | Visual fire alarm point............................................................................................................................................................ | [17 empty] | 785.18 |  |  |  | 50.67 |  |  | 59.28 | 212.33 |  | 40044 |  |  |  | 40044 | 785.18 50.67 59.28 212.33 40044 | 785.18 | 50.67 | 59.28 | 212.33 | 785.18 | 50.67 | 59.28 | 212.33
40045 | 40045 | Weatherproof type visual fire alarm point.............................................................................................................................. | [17 empty] | 949.20 |  |  |  | 50.67 |  |  | 59.28 | 212.33 |  | 40045 |  |  |  | 40045 | 949.20 50.67 59.28 212.33 40045 | 949.2 | 50.67 | 59.28 | 212.33 | 949.2 | 50.67 | 59.28 | 212.33
40046 | 40046 | Additional contactor/ relay/ electronic components in the fire alarm panel for shut down
| air-conditioning/ ventilation equipment ................................................................................................................................ | [18 empty] | 374.73 |  |  |  | 20.48 |  |  | 22.63 | 88.39 |  | 40046 |  |  |  | 40046 | 374.73 20.48 22.63 88.39 40046 | 374.73 | 20.48 | 22.63 | 88.39 | 374.73 | 20.48 | 22.63 | 88.39
40/8
40 | 40 | FIRE SERVICES | [10 empty] | 40
| Item | Item
AUTOMATIC/ MANUAL FIRE ALARM SYSTEM (CONT'D)
| Take | [24 empty] | Take
| Supply | [22 empty] | down |  | down |  | Fix
| Automatic/ manual fire alarm points c/w re-programming work of existing addressable | [17 empty] | and |  |  |  |  | and |  | and set |  | only
| fire control panel, if necessary, and all necessary mounting accessories and connected | [17 empty] | fix |  |  |  |  | clear |  | aside for
| to the fire alarm control panel (cont'd) | [9 empty] | away | [14 empty] | re-use
| A | [22 empty] | B |  | C |  | D
| Per lot |  |  | $ | [19 empty] | $ |  | $ |  | $
40047 | 40047 | Provide direct link to the Fire Control Centre of Fire Services Department including all
| terminating equipment at each end of the link and the first year rental charge..................................................................... | [18 empty] | 7,409.92 |  |  |  | - |  |  | - | - |  | 40047 |  |  |  | 40047 | 7,409.92 - - - 40047 | 7409.92 | #VALUE! | #VALUE! | #VALUE! | 7409.92 | - | - | -
Nickel-metal hydride battery c/w charger and metal box housing of the following
capacity : -
Each
40048 | 40048 | n.e. 10 ampere hour................................................................................................................................................................. | [17 empty] | 1,010.44 |  |  |  | 18.33 |  |  | 20.48 | 121.81 |  | 40048 |  |  |  | 40048 | 1,010.44 18.33 20.48 121.81 40048 | 1010.44 | 18.33 | 20.48 | 121.81 | 1010.44 | 18.33 | 20.48 | 121.81
40049 | 40049 | 10 - 20 ampere hour................................................................................................................................................................ | [17 empty] | 1,347.26 |  |  |  | 18.33 |  |  | 20.48 | 121.81 |  | 40049 |  |  |  | 40049 | 1,347.26 18.33 20.48 121.81 40049 | 1347.26 | 18.33 | 20.48 | 121.81 | 1347.26 | 18.33 | 20.48 | 121.81
40050 | 40050 | 20 - 30 ampere hour................................................................................................................................................................ | [17 empty] | 1,684.07 |  |  |  | 18.33 |  |  | 20.48 | 121.81 |  | 40050 |  |  |  | 40050 | 1,684.07 18.33 20.48 121.81 40050 | 1684.07 | 18.33 | 20.48 | 121.81 | 1684.07 | 18.33 | 20.48 | 121.81
40051 | 40051 | 30 - 40 ampere hour................................................................................................................................................................ | [17 empty] | 2,694.52 |  |  |  | 19.39 |  |  | 21.56 | 130.43 |  | 40051 |  |  |  | 40051 | 2,694.52 19.39 21.56 130.43 40051 | 2694.52 | 19.39 | 21.56 | 130.43 | 2694.52 | 19.39 | 21.56 | 130.43
40052 | 40052 | 40 - 50 ampere hour................................................................................................................................................................ | [17 empty] | 4,041.78 |  |  |  | 19.39 |  |  | 21.56 | 130.43 |  | 40052 |  |  |  | 40052 | 4,041.78 19.39 21.56 130.43 40052 | 4041.78 | 19.39 | 21.56 | 130.43 | 4041.78 | 19.39 | 21.56 | 130.43
40053 | 40053 | 50 - 60 ampere hour................................................................................................................................................................ | [17 empty] | 4,715.40 |  |  |  | 19.39 |  |  | 21.56 | 130.43 |  | 40053 |  |  |  | 40053 | 4,715.40 19.39 21.56 130.43 40053 | 4715.4 | 19.39 | 21.56 | 130.43 | 4715.4 | 19.39 | 21.56 | 130.43
Fire alarm control/ indicating panel c/w contacts/ auxiliary contacts for shut down of
A/ C & ventilation equipment, connection of fire link/ lift homing and all necessary
accessories (including design for the fire alarm control system, training & providing
all passwords) : -
Each
40054 | 40054 | Panel of 4 zones or less........................................................................................................................................................... | [17 empty] | 5,052.22 |  |  |  | 50.67 |  |  | 53.90 | 288.87 |  | 40054 |  |  |  | 40054 | 5,052.22 50.67 53.90 288.87 40054 | 5052.22 | 50.67 | 53.9 | 288.87 | 5052.22 | 50.67 | 53.9 | 288.87
40055 | 40055 | Ditto 5 - 8 zones...................................................................................................................................................................... | [17 empty] | 6,736.29 |  |  |  | 53.90 |  |  | 57.12 | 303.96 |  | 40055 |  |  |  | 40055 | 6,736.29 53.90 57.12 303.96 40055 | 6736.29 | 53.9 | 57.12 | 303.96 | 6736.29 | 53.9 | 57.12 | 303.96
40056 | 40056 | Ditto 9 - 12 zones.................................................................................................................................................................... | [17 empty] | 9,046.83 |  |  |  | 57.12 |  |  | 60.36 | 323.36 |  | 40056 |  |  |  | 40056 | 9,046.83 57.12 60.36 323.36 40056 | 9046.83 | 57.12 | 60.36 | 323.36 | 9046.83 | 57.12 | 60.36 | 323.36
40057 | 40057 | Ditto 13 - 18 zones.................................................................................................................................................................. | [17 empty] | 16,840.73 |  |  |  | 60.36 |  |  | 63.59 | 337.38 |  | 40057 |  |  |  | 40057 | 16,840.73 60.36 63.59 337.38 40057 | 16840.73 | 60.36 | 63.59 | 337.38 | 16840.73 | 60.36 | 63.59 | 337.38
40058 | 40058 | Add to last item for each additional 4 zones or part thereof.................................................................................................. | [17 empty] | 2,008.15 |  |  |  | 3.43 |  |  | 6.13 | 15.09 |  | 40058 |  |  |  | 40058 | 2,008.15 3.43 6.13 15.09 40058 | 2008.15 | 3.43 | 6.13 | 15.09 | 2008.15 | 3.43 | 6.13 | 15.09
40/9
40 | 40 | FIRE SERVICES | [10 empty] | 40
| Item | Item
AUTOMATIC/ MANUAL FIRE ALARM SYSTEM (CONT'D)
| Take | [24 empty] | Take
| Supply | [22 empty] | down |  | down |  | Fix
| Intelligent addressable type fire alarm control/ indicating panel c/w contacts/ auxiliary | [17 empty] | and |  |  |  |  | and |  | and set |  | only
| contacts for shut down of A/ C & ventilation equipment, connection of fire link/ lift | [17 empty] | fix |  |  |  |  | clear |  | aside for
| homing and all necessary accessories (including design for the fire alarm control | [16 empty] | away | [7 empty] | re-use
system, training & providing all passwords) : -
| A | [22 empty] | B |  | C |  | D
| Each |  |  | $ | [19 empty] | $ |  | $ |  | $
40059 | 40059 | Panel of 50 points or less........................................................................................................................................................ | [17 empty] | 16,840.73 |  |  |  | 48.50 |  |  | 51.75 | 284.56 |  | 40059 |  |  |  | 40059 | 16,840.73 48.50 51.75 284.56 40059 | 16840.73 | 48.5 | 51.75 | 284.56 | 16840.73 | 48.5 | 51.75 | 284.56
40060 | 40060 | Ditto 51 - 100 points............................................................................................................................................................... | [17 empty] | 20,208.88 |  |  |  | 58.20 |  |  | 65.76 | 336.29 |  | 40060 |  |  |  | 40060 | 20,208.88 58.20 65.76 336.29 40060 | 20208.88 | 58.2 | 65.76 | 336.29 | 20208.88 | 58.2 | 65.76 | 336.29
40061 | 40061 | Ditto 101 - 150 points............................................................................................................................................................. | [17 empty] | 23,577.02 |  |  |  | 77.61 |  |  | 85.15 | 427.91 |  | 40061 |  |  |  | 40061 | 23,577.02 77.61 85.15 427.91 40061 | 23577.02 | 77.61 | 85.15 | 427.91 | 23577.02 | 77.61 | 85.15 | 427.91
40062 | 40062 | Ditto 151 - 200 points............................................................................................................................................................. | [17 empty] | 26,945.17 |  |  |  | 87.31 |  |  | 95.93 | 481.80 |  | 40062 |  |  |  | 40062 | 26,945.17 87.31 95.93 481.80 40062 | 26945.17 | 87.31 | 95.93 | 481.8 | 26945.17 | 87.31 | 95.93 | 481.8
40063 | 40063 | Add to last item for each additional 50 points or part thereof............................................................................................... | [17 empty] | 7,343.60 |  |  |  | 6.47 |  |  | 7.54 | 33.41 |  | 40063 |  |  |  | 40063 | 7,343.60 6.47 7.54 33.41 40063 | 7343.6 | 6.47 | 7.54 | 33.41 | 7343.6 | 6.47 | 7.54 | 33.41
40064 | 40064 | System printer......................................................................................................................................................................... | [17 empty] | 2,031.13 |  |  |  | 5.39 |  |  | 6.47 | 48.50 |  | 40064 |  |  |  | 40064 | 2,031.13 5.39 6.47 48.50 40064 | 2031.13 | 5.39 | 6.47 | 48.5 | 2031.13 | 5.39 | 6.47 | 48.5
40/10
40 | 40 | FIRE SERVICES | [10 empty] | 40
| Item | Item
| SPRINKLER SYSTEM | [9 empty] | Take | [14 empty] | Take
| Supply | [22 empty] | down |  | down |  | Fix
| and | [22 empty] | and |  | and set |  | only
| Sprinkler Point : - |  |  |  |  | fix | [17 empty] | clear |  | aside for
| away | [24 empty] | re-use
| A | [22 empty] | B |  | C |  | D
| Each |  |  | $ | [19 empty] | $ |  | $ |  | $
40065 | 40065 | Sprinkler head (quartzoid bulb type), 68°C / 93°C c/w cover plate/ protective guard (where
applicable), arm pipe, modification and connection to the existing distribution pipe/ range
| pipe if necessary and all necessary accessories ..................................................................................................................... | [18 empty] | 194.04 |  |  |  | 25.86 |  |  | 29.12 | 85.15 |  | 40065 |  |  |  | 40065 | 194.04 25.86 29.12 85.15 40065 | 194.04 | 25.86 | 29.12 | 85.15 | 194.04 | 25.86 | 29.12 | 85.15
40066 | 40066 | Sprinkler head (quartzoid bulb type), 68°C / 93°C for false ceiling, flush pattern, pendant type/ concealed
pendant type c/w adjustable chromium plated metal ceiling masking plate, arm pipe, modification and
| connection to the existing distribution pipe/ range pipe if necessary and all necessary accessories ................................... | [18 empty] | 335.96 |  |  |  | 25.86 |  |  | 29.12 | 86.23 |  | 40066 |  |  |  | 40066 | 335.96 25.86 29.12 86.23 40066 | 335.96 | 25.86 | 29.12 | 86.23 | 335.96 | 25.86 | 29.12 | 86.23
40067 | 40067 | Sprinkler head (fast response type) c/w cover plate/ protective guard (where applicable),
arm pipe, modification and connection to the existing distribution pipe/ range pipe if
| necessary and all necessary accessories ................................................................................................................................. | [18 empty] | 225.09 |  |  |  | 25.86 |  |  | 29.12 | 85.15 |  | 40067 |  |  |  | 40067 | 225.09 25.86 29.12 85.15 40067 | 225.09 | 25.86 | 29.12 | 85.15 | 225.09 | 25.86 | 29.12 | 85.15
40068 | 40068 | Sprinkler head (fast response type) for false ceiling, flush pattern, pendant type/ concealed pendant type
c/w adjustable chromium plated metal ceiling masking plate, arm pipe, modification and connection
| to the existing distribution pipe/ range pipe if necessary and all necessary accessories ...................................................... | [18 empty] | 373.35 |  |  |  | 25.86 |  |  | 29.12 | 86.23 |  | 40068 |  |  |  | 40068 | 373.35 25.86 29.12 86.23 40068 | 373.35 | 25.86 | 29.12 | 86.23 | 373.35 | 25.86 | 29.12 | 86.23
40069 | 40069 | Sprinkler head, dry pendent type (quartzoid bulb type) c/w cover plate, arm pipe,
modification and connection to the existing distribution pipe/ range pipe if necessary and
| all necessary accessories ........................................................................................................................................................ | [18 empty] | 677.03 |  |  |  | 24.79 |  |  | 26.94 | 79.75 |  | 40069 |  |  |  | 40069 | 677.03 24.79 26.94 79.75 40069 | 677.03 | 24.79 | 26.94 | 79.75 | 677.03 | 24.79 | 26.94 | 79.75
40070 | 40070 | Sprinkler head (quartzoid bulb type), quick response and vandal type suitable for cell of
prison, c/w cover plate, arm pipe, modification and connection to the existing distribution
pipe/ range pipe (where applicable) and all necessary accessories (the fusible element
| assembly consistently breaks away when connected to 18.15 kg weight dropped 0.153 m) ............................................... | [18 empty] | 375.57 |  |  |  | 24.79 |  |  | 26.94 | 89.46 |  | 40070 |  |  |  | 40070 | 375.57 24.79 26.94 89.46 40070 | 375.57 | 24.79 | 26.94 | 89.46 | 375.57 | 24.79 | 26.94 | 89.46
40071 | 40071 | Institutional style quick response flush pendent sprinkler c/w escutcheon plate and lock
ring, arm pipe, modification and connection to the existing distribution pipe/ range pipe if
| necessary and all necessary accessories.................................................................................................................................. | [18 empty] | 786.00 |  |  |  | 24.79 |  |  | 26.94 | 89.46 |  | 40071 |  |  |  | 40071 | 786.00 24.79 26.94 89.46 40071 | 786 | 24.79 | 26.94 | 89.46 | 786 | 24.79 | 26.94 | 89.46
40072 | 40072 | Institutional style quick response flush sidewall sprinkler c/w escutcheon plate and lock
ring, arm pipe, modification and connection to the existing distribution pipe/ range pipe if
| necessary and all necessary accessories.................................................................................................................................. | [18 empty] | 872.66 |  |  |  | 24.79 |  |  | 26.94 | 89.46 |  | 40072 |  |  |  | 40072 | 872.66 24.79 26.94 89.46 40072 | 872.66 | 24.79 | 26.94 | 89.46 | 872.66 | 24.79 | 26.94 | 89.46
40073 | 40073 | Cabinet for spare sprinkler...................................................................................................................................................... | [17 empty] | 1,010.44 |  |  |  | 6.47 |  |  | 7.54 | 11.85 |  | 40073 |  |  |  | 40073 | 1,010.44 6.47 7.54 11.85 40073 | 1010.44 | 6.47 | 7.54 | 11.85 | 1010.44 | 6.47 | 7.54 | 11.85
40074 | 40074 | Sprinkler head guard............................................................................................................................................................... | [17 empty] | 202.09 |  |  |  | 7.54 |  |  | 8.63 | 12.94 |  | 40074 |  |  |  | 40074 | 202.09 7.54 8.63 12.94 40074 | 202.09 | 7.54 | 8.63 | 12.94 | 202.09 | 7.54 | 8.63 | 12.94
40075 | 40075 | Sprinkler cover plate............................................................................................................................................................... | [17 empty] | 18.36 |  |  |  | 7.54 |  |  | 8.63 | 12.94 |  | 40075 |  |  |  | 40075 | 18.36 7.54 8.63 12.94 40075 | 18.36 | 7.54 | 8.63 | 12.94 | 18.36 | 7.54 | 8.63 | 12.94
Draining and refilling the sprinkler system : -
Each sprinkler system
40076 | 40076 | Drain and refill the sprinkler system with all necessary accessories for AA&I works
controlled by the main control valve set. The formal process in suspension of the FS
| system shall be included......................................................................................................................................................... | [18 empty] | 2,694.52 |  |  |  | - |  |  | - | - |  | 40076 |  |  |  | 40076 | 2,694.52 - - - 40076 | 2694.52 | #VALUE! | #VALUE! | #VALUE! | 2694.52 | - | - | -
40077 | 40077 | Drain and refill the sprinkler system with all necessary accessories for AA&I works
controlled by the subsidiary control valve set. The formal process in suspension of the FS
| system shall be included......................................................................................................................................................... | [18 empty] | 2,694.52 |  |  |  | - |  |  | - | - |  | 40077 |  |  |  | 40077 | 2,694.52 - - - 40077 | 2694.52 | #VALUE! | #VALUE! | #VALUE! | 2694.52 | - | - | -
40/11
40 | 40 | FIRE SERVICES | [10 empty] | 40
| Item | Item
| SPRINKLER SYSTEM (CONT'D) | [9 empty] | Take | [14 empty] | Take
| Supply | [22 empty] | down |  | down |  | Fix
| and | [22 empty] | and |  | and set |  | only
| Sprinkler Point c/w 32 mm diameter sprinkler pipe connected from branch tee to sprinkler head : - | [17 empty] | fix |  |  |  |  | clear |  | aside for
| away | [24 empty] | re-use
| A | [22 empty] | B |  | C |  | D
| Each |  |  | $ | [19 empty] | $ |  | $ |  | $
40078 | 40078 | Sprinkler head (quartzoid bulb type), 68°C / 93°C c/w cover plate/ protective guard (where
applicable), arm pipe, modification and connection to the existing distribution pipe/ range
| pipe if necessary and all necessary accessories ..................................................................................................................... | [18 empty] | 615.06 |  |  |  | 37.23 |  |  | 40.26 | 207.77 |  | 40078 |  |  |  | 40078 | 615.06 37.23 40.26 207.77 40078 | 615.06 | 37.23 | 40.26 | 207.77 | 615.06 | 37.23 | 40.26 | 207.77
40079 | 40079 | Sprinkler head (quartzoid bulb type), 68°C / 93°C for false ceiling, flush pattern, pendant
type/ concealed pendant type, c/w adjustable chromium plated metal ceiling masking plate,
arm pipe, modification and connection to the existing distribution pipe/ range pipe if
| necessary and all necessary accessories ................................................................................................................................. | [18 empty] | 756.98 |  |  |  | 37.23 |  |  | 40.26 | 208.94 |  | 40079 |  |  |  | 40079 | 756.98 37.23 40.26 208.94 40079 | 756.98 | 37.23 | 40.26 | 208.94 | 756.98 | 37.23 | 40.26 | 208.94
40080 | 40080 | Sprinkler head (fast response type) c/w cover plate/ protective guard (where applicable),
arm pipe, modification and connection to the existing distribution pipe/ range pipe if
| necessary and all necessary accessories ................................................................................................................................. | [18 empty] | 646.11 |  |  |  | 37.23 |  |  | 40.26 | 207.77 |  | 40080 |  |  |  | 40080 | 646.11 37.23 40.26 207.77 40080 | 646.11 | 37.23 | 40.26 | 207.77 | 646.11 | 37.23 | 40.26 | 207.77
40081 | 40081 | Sprinkler head (fast response type) for false ceiling, flush pattern, pendant type/
concealed pendant type c/w adjustable chromium plated metal ceiling masking plate,
arm pipe, modification and connection to the existing distribution pipe/ range pipe if
| necessary and all necessary accessories ................................................................................................................................. | [18 empty] | 794.37 |  |  |  | 37.23 |  |  | 40.26 | 208.94 |  | 40081 |  |  |  | 40081 | 794.37 37.23 40.26 208.94 40081 | 794.37 | 37.23 | 40.26 | 208.94 | 794.37 | 37.23 | 40.26 | 208.94
40082 | 40082 | Sprinkler head, dry pendent type (quartzoid bulb type) c/w cover plate, arm pipe,
modification and connection to the existing distribution pipe/ range pipe if necessary and
| all necessary accessories ........................................................................................................................................................ | [18 empty] | 1,098.06 |  |  |  | 35.01 |  |  | 38.68 | 201.55 |  | 40082 |  |  |  | 40082 | 1,098.06 35.01 38.68 201.55 40082 | 1098.06 | 35.01 | 38.68 | 201.55 | 1098.06 | 35.01 | 38.68 | 201.55
40083 | 40083 | Sprinkler head (quartzoid bulb type), quick response and vandal type suitable for cell of
prison, c/w cover plate, arm pipe, modification and connection to the existing distribution
pipe/ range pipe (where applicable) and all necessary accessories (the fusible element
| assembly consistently breaks away when connected to 18.15 kg weight dropped 0.153 m) ............................................... | [18 empty] | 796.59 |  |  |  | 36.35 |  |  | 38.93 | 211.21 |  | 40083 |  |  |  | 40083 | 796.59 36.35 38.93 211.21 40083 | 796.59 | 36.35 | 38.93 | 211.21 | 796.59 | 36.35 | 38.93 | 211.21
40084 | 40084 | Institutional style quick response flush pendent sprinkler c/w escutcheon plate and lock
ring, arm pipe, modification and connection to the existing distribution pipe/ range pipe if
| necessary and all necessary accessories.................................................................................................................................. | [18 empty] | 1,207.03 |  |  |  | 36.35 |  |  | 38.93 | 211.21 |  | 40084 |  |  |  | 40084 | 1,207.03 36.35 38.93 211.21 40084 | 1207.03 | 36.35 | 38.93 | 211.21 | 1207.03 | 36.35 | 38.93 | 211.21
40085 | 40085 | Institutional style quick response flush sidewall sprinkler c/w escutcheon plate and lock
ring, arm pipe, modification and connection to the existing distribution pipe/ range pipe if
| necessary and all necessary accessories.................................................................................................................................. | [18 empty] | 1,293.68 |  |  |  | 36.35 |  |  | 38.93 | 211.21 |  | 40085 |  |  |  | 40085 | 1,293.68 36.35 38.93 211.21 40085 | 1293.68 | 36.35 | 38.93 | 211.21 | 1293.68 | 36.35 | 38.93 | 211.21
40/12
40 | 40 | FIRE SERVICES | [10 empty] | 40
| Item | Item
SPRINKLER SYSTEM (CONT'D)
| Take | [24 empty] | Take
| Sprinkler control valve set or subsidiary valve set c/w control wiring, all necessary accessories | [17 empty] | Supply |  |  |  |  | down |  | down |  | Fix
| including valves, alarm valves, pressure gauges, pressure switch, water motor alarm gong | [17 empty] | and |  |  |  |  | and |  | and set |  | only
| retardation chamber, flow switch, security devices with warning labels and serial number, | [17 empty] | fix |  |  |  |  | clear |  | aside for
| tamper-proof electric switch to indicate valve operational mode including remote indication | [17 empty] | away | [6 empty] | re-use
valve operational on F.S. control panel, etc. : -
| A | [22 empty] | B |  | C |  | D
| Per set |  |  | $ | [19 empty] | $ |  | $ |  | $
40086 | 40086 | 100 mm diameter.................................................................................................................................................................... | [17 empty] | 10,104.44 |  |  |  | 242.53 |  |  | 274.85 | 810.54 |  | 40086 |  |  |  | 40086 | 10,104.44 242.53 274.85 810.54 40086 | 10104.44 | 242.53 | 274.85 | 810.54 | 10104.44 | 242.53 | 274.85 | 810.54
40087 | 40087 | 150 mm diameter.................................................................................................................................................................... | [17 empty] | 13,472.59 |  |  |  | 259.77 |  |  | 293.18 | 920.48 |  | 40087 |  |  |  | 40087 | 13,472.59 259.77 293.18 920.48 40087 | 13472.59 | 259.77 | 293.18 | 920.48 | 13472.59 | 259.77 | 293.18 | 920.48
40088 | 40088 | Subsidiary stop valve.............................................................................................................................................................. | [17 empty] | 3,368.15 |  |  |  | 34.50 |  |  | 39.89 | 65.76 |  | 40088 |  |  |  | 40088 | 3,368.15 34.50 39.89 65.76 40088 | 3368.15 | 34.5 | 39.89 | 65.76 | 3368.15 | 34.5 | 39.89 | 65.76
Pre-action valve package c/w control wiring, swing check valve, gate valve, proper size
drain top, flow control valve, pressure gauges, alarm gong, detection control panel
with 72 hrs standby period, and all necessary accessories including remote indication
on F.S. control panel : -
T1 type
Each
40089 | 40089 | Valve package for pipe of 80 mm diameter............................................................................................................................ | [17 empty] | 17,327.50 |  |  |  | 253.29 |  |  | 284.56 | 980.76 |  | 40089 |  |  |  | 40089 | 17,327.50 253.29 284.56 980.76 40089 | 17327.5 | 253.29 | 284.56 | 980.76 | 17327.5 | 253.29 | 284.56 | 980.76
40090 | 40090 | Ditto 100 mm diameter........................................................................................................................................................... | [17 empty] | 19,619.92 |  |  |  | 271.62 |  |  | 302.87 | 1,125.65 |  | 40090 |  |  |  | 40090 | 19,619.92 271.62 302.87 1,125.65 40090 | 19619.92 | 271.62 | 302.87 | 1125.65 | 19619.92 | 271.62 | 302.87 | 1125.65
40091 | 40091 | Ditto 150 mm diameter........................................................................................................................................................... | [17 empty] | 24,392.77 |  |  |  | 288.87 |  |  | 319.04 | 1,273.69 |  | 40091 |  |  |  | 40091 | 24,392.77 288.87 319.04 1,273.69 40091 | 24392.77 | 288.87 | 319.04 | 1273.69 | 24392.77 | 288.87 | 319.04 | 1273.69
T2 type
Each
40092 | 40092 | Valve package for pipe of 80 mm diameter............................................................................................................................ | [17 empty] | 17,006.61 |  |  |  | 253.29 |  |  | 284.56 | 980.76 |  | 40092 |  |  |  | 40092 | 17,006.61 253.29 284.56 980.76 40092 | 17006.61 | 253.29 | 284.56 | 980.76 | 17006.61 | 253.29 | 284.56 | 980.76
40093 | 40093 | Ditto 100 mm diameter........................................................................................................................................................... | [17 empty] | 19,883.00 |  |  |  | 271.62 |  |  | 302.87 | 1,125.65 |  | 40093 |  |  |  | 40093 | 19,883.00 271.62 302.87 1,125.65 40093 | 19883 | 271.62 | 302.87 | 1125.65 | 19883 | 271.62 | 302.87 | 1125.65
40094 | 40094 | Ditto 150 mm diameter........................................................................................................................................................... | [17 empty] | 24,171.19 |  |  |  | 288.87 |  |  | 319.04 | 1,273.69 |  | 40094 |  |  |  | 40094 | 24,171.19 288.87 319.04 1,273.69 40094 | 24171.19 | 288.87 | 319.04 | 1273.69 | 24171.19 | 288.87 | 319.04 | 1273.69
Detection control for pre-action system : -
Each
40095 | 40095 | Detection control panel for pre-action system c/w timer, valve trim box, solenoid valve,
pressure switches, charger and nickel cadmium battery, alarm bell and all necessary
| accessories .............................................................................................................................................................................. | [18 empty] | 5,389.03 |  |  |  | 54.97 |  |  | 59.28 | 336.29 |  | 40095 |  |  |  | 40095 | 5,389.03 54.97 59.28 336.29 40095 | 5389.03 | 54.97 | 59.28 | 336.29 | 5389.03 | 54.97 | 59.28 | 336.29
40096 | 40096 | Manual emergency push button station c/w cables, conduits (surface or concealed type) and
| all necessary accessories including connection to the detection control panel..................................................................... | [18 empty] | 559.89 |  |  |  | 54.97 |  |  | 59.28 | 336.29 |  | 40096 |  |  |  | 40096 | 559.89 54.97 59.28 336.29 40096 | 559.89 | 54.97 | 59.28 | 336.29 | 559.89 | 54.97 | 59.28 | 336.29
40/13
40 | 40 | FIRE SERVICES | [10 empty] | 40
| Item | Item
SPRINKLER SYSTEM (CONT'D)
| Take | [24 empty] | Take
| Supply | [22 empty] | down |  | down |  | Fix
| Re-cycling pre-action valve package c/w control wiring, swing check valve, gate valve, | [17 empty] | and |  |  |  |  | and |  | and set |  | only
| proper size drain top flow control valve, pressure gauges, alarm gong and all | [16 empty] | fix | [5 empty] | clear |  | aside for
| necessary accessories including remote indication on F.S. control panel : - | [16 empty] | away | [7 empty] | re-use
| A | [22 empty] | B |  | C |  | D
| Each |  |  | $ | [19 empty] | $ |  | $ |  | $
40097 | 40097 | Valve package for pipe of 80 mm diameter............................................................................................................................ | [17 empty] | 24,628.45 |  |  |  | 297.48 |  |  | 335.22 | 1,054.14 |  | 40097 |  |  |  | 40097 | 24,628.45 297.48 335.22 1,054.14 40097 | 24628.45 | 297.48 | 335.22 | 1054.14 | 24628.45 | 297.48 | 335.22 | 1054.14
40098 | 40098 | Ditto 100 mm diameter........................................................................................................................................................... | [17 empty] | 28,669.61 |  |  |  | 320.12 |  |  | 356.76 | 1,174.86 |  | 40098 |  |  |  | 40098 | 28,669.61 320.12 356.76 1,174.86 40098 | 28669.61 | 320.12 | 356.76 | 1174.86 | 28669.61 | 320.12 | 356.76 | 1174.86
Detection control for re-cycling pre-action system : -
Each
40099 | 40099 | Detection control panel for re-cycling pre-action c/w timer, valve trim box, solenoid valve,
pressure switches, charger and nickel cadmium battery for 72 hrs standby period, alarm bell
| and all necessary accessories ................................................................................................................................................. | [18 empty] | 13,148.15 |  |  |  | 70.06 |  |  | 74.37 | 402.05 |  | 40099 |  |  |  | 40099 | 13,148.15 70.06 74.37 402.05 40099 | 13148.15 | 70.06 | 74.37 | 402.05 | 13148.15 | 70.06 | 74.37 | 402.05
40100 | 40100 | Heat detector for re-cycling pre-action system c/w low smoke fire resisting cables and all
| necessary accessories and connected to re-cycling pre-action detection panel..................................................................... | [18 empty] | 5,280.41 |  |  |  | 79.75 |  |  | 92.69 | 309.34 |  | 40100 |  |  |  | 40100 | 5,280.41 79.75 92.69 309.34 40100 | 5280.41 | 79.75 | 92.69 | 309.34 | 5280.41 | 79.75 | 92.69 | 309.34
40101 | 40101 | Manual emergency push button station c/w cables, conduits (surface or concealed type) and
| all necessary accessories including connection to the detection control panel..................................................................... | [18 empty] | 654.94 |  |  |  | 66.83 |  |  | 79.75 | 250.06 |  | 40101 |  |  |  | 40101 | 654.94 66.83 79.75 250.06 40101 | 654.94 | 66.83 | 79.75 | 250.06 | 654.94 | 66.83 | 79.75 | 250.06
Dry pipe system c/w air compressor unit, air maintenance device, air supply copper
pipes, pressure relief valve for air supply pipework, dryer or freezer for air supply
system, restrictor for air supply system, alarm valve, shut off valves, clush valve
mounting brackets, vibration eliminator to maintain system air pressure of 3.5 bar in
3 minutes, and testing facilities including quick-acting test valve : -
Each
40102 | 40102 | System for protected area n.e. 50 m²...................................................................................................................................... | [17 empty] | 9,170.33 |  |  |  | 168.14 |  |  | 177.61 | 638.09 |  | 40102 |  |  |  | 40102 | 9,170.33 168.14 177.61 638.09 40102 | 9170.33 | 168.14 | 177.61 | 638.09 | 9170.33 | 168.14 | 177.61 | 638.09
40103 | 40103 | System for protected area 50 m² - 100 m²............................................................................................................................... | [17 empty] | 14,790.22 |  |  |  | 171.37 |  |  | 181.09 | 643.47 |  | 40103 |  |  |  | 40103 | 14,790.22 171.37 181.09 643.47 40103 | 14790.22 | 171.37 | 181.09 | 643.47 | 14790.22 | 171.37 | 181.09 | 643.47
Sprinkler inlet : -
Each
40104 | 40104 | Fire services sprinkler inlet..................................................................................................................................................... | [17 empty] | 1,684.07 |  |  |  | 54.97 |  |  | 58.20 | 121.81 |  | 40104 |  |  |  | 40104 | 1,684.07 54.97 58.20 121.81 40104 | 1684.07 | 54.97 | 58.2 | 121.81 | 1684.07 | 54.97 | 58.2 | 121.81
40/14
40 | 40 | FIRE SERVICES | [10 empty] | 40
| Item | Item
HYDRANT/ HOSE REEL SYSTEM
| Take | [24 empty] | Take
| Supply | [22 empty] | down |  | down |  | Fix
| and | [22 empty] | and |  | and set |  | only
| fix | [22 empty] | clear |  | aside for
| away | [24 empty] | re-use
| A | [22 empty] | B |  | C |  | D
| Each |  |  | $ | [19 empty] | $ |  | $ |  | $
40105 | 40105 | 30 m long hos ereel c/w all necessary pipework and fittings including connection to the
existing hose reel system (pipe within 3 m from existing pipe and up to 32 mm diameter
| shall be included, extra length measured separately) ............................................................................................................ | [18 empty] | 1,684.07 |  |  |  | 71.14 |  |  | 76.54 | 394.50 |  | 40105 |  |  |  | 40105 | 1,684.07 71.14 76.54 394.50 40105 | 1684.07 | 71.14 | 76.54 | 394.5 | 1684.07 | 71.14 | 76.54 | 394.5
40106 | 40106 | Metal box for hose reel nozzle c/w glass front panel............................................................................................................. | [17 empty] | 269.45 |  |  |  | 8.40 |  |  | 8.96 | 15.09 |  | 40106 |  |  |  | 40106 | 269.45 8.40 8.96 15.09 40106 | 269.45 | 8.4 | 8.96 | 15.09 | 269.45 | 8.4 | 8.96 | 15.09
40107 | 40107 | Drain and refill the hydrant/ hose reel system for execution of work for wet system .......................................................... | [17 empty] | 2,694.52 |  |  |  | - |  |  | - | - |  | 40107 |  |  |  | 40107 | 2,694.52 - - - 40107 | 2694.52 | #VALUE! | #VALUE! | #VALUE! | 2694.52 | - | - | -
40108 | 40108 | Hydrant outlet (single) c/w all necessary fitting including connection to the existing hydrant
| system (pipe work measured separately) ............................................................................................................................... | [18 empty] | 1,347.26 |  |  |  | 54.97 |  |  | 57.12 | 199.40 |  | 40108 |  |  |  | 40108 | 1,347.26 54.97 57.12 199.40 40108 | 1347.26 | 54.97 | 57.12 | 199.4 | 1347.26 | 54.97 | 57.12 | 199.4
40109 | 40109 | Pedestal type cast iron. round head external street hydrant outlet c/w all necessary fitting
| including connection to the existing hydrant system (pipe work measured separately) ...................................................... | [18 empty] | 336.81 |  |  |  | 114.25 |  |  | 142.28 | 448.39 |  | 40109 |  |  |  | 40109 | 336.81 114.25 142.28 448.39 40109 | 336.81 | 114.25 | 142.28 | 448.39 | 336.81 | 114.25 | 142.28 | 448.39
40110 | 40110 | Fire Services inlet twin type.................................................................................................................................................... | [17 empty] | 1,684.07 |  |  |  | 54.97 |  |  | 57.12 | 120.73 |  | 40110 |  |  |  | 40110 | 1,684.07 54.97 57.12 120.73 40110 | 1684.07 | 54.97 | 57.12 | 120.73 | 1684.07 | 54.97 | 57.12 | 120.73
40111 | 40111 | Parity valve (all sizes)............................................................................................................................................................. | [17 empty] | 2,020.89 |  |  |  | 37.72 |  |  | 44.19 | 70.06 |  | 40111 |  |  |  | 40111 | 2,020.89 37.72 44.19 70.06 40111 | 2020.89 | 37.72 | 44.19 | 70.06 | 2020.89 | 37.72 | 44.19 | 70.06
40112 | 40112 | Street hydrant outlet (single) c/w all necessary fitting including connection to existing
| hydrant system (pipework measured separately) ................................................................................................................... | [18 empty] | 1,274.58 |  |  |  | 68.98 |  |  | 74.37 | 315.82 |  | 40112 |  |  |  | 40112 | 1,274.58 68.98 74.37 315.82 40112 | 1274.58 | 68.98 | 74.37 | 315.82 | 1274.58 | 68.98 | 74.37 | 315.82
40113 | 40113 | Ditto (twin outlet).................................................................................................................................................................... | [17 empty] | 1,434.91 |  |  |  | 74.37 |  |  | 79.75 | 381.55 |  | 40113 |  |  |  | 40113 | 1,434.91 74.37 79.75 381.55 40113 | 1434.91 | 74.37 | 79.75 | 381.55 | 1434.91 | 74.37 | 79.75 | 381.55
40114 | 40114 | Metal identification plate for F.S. inlet leather & lock for F.S. inlet..................................................................................... | [17 empty] | 75.13 |  |  |  | 7.54 |  |  | 8.63 | 15.09 |  | 40114 |  |  |  | 40114 | 75.13 7.54 8.63 15.09 40114 | 75.13 | 7.54 | 8.63 | 15.09 | 75.13 | 7.54 | 8.63 | 15.09
40115 | 40115 | Direct reading flowmeter........................................................................................................................................................ | [17 empty] | 9,212.00 |  |  |  | 42.04 |  |  | 43.12 | 82.99 |  | 40115 |  |  |  | 40115 | 9,212.00 42.04 43.12 82.99 40115 | 9212 | 42.04 | 43.12 | 82.99 | 9212 | 42.04 | 43.12 | 82.99
40116 | 40116 | Pressure reducing valve set..................................................................................................................................................... | [17 empty] | 1,167.07 |  |  |  | 37.72 |  |  | 44.19 | 70.06 |  | 40116 |  |  |  | 40116 | 1,167.07 37.72 44.19 70.06 40116 | 1167.07 | 37.72 | 44.19 | 70.06 | 1167.07 | 37.72 | 44.19 | 70.06
40117 | 40117 | Carry out test on water pressure and flow at pedestal street hydrant installed by others using
| calibrated equipment. ............................................................................................................................................................. | [18 empty] | 3,058.58 |  |  |  | - |  |  | - | - |  | 40117 |  |  |  | 40117 | 3,058.58 - - - 40117 | 3058.58 | #VALUE! | #VALUE! | #VALUE! | 3058.58 | - | - | -
40/15
40 | 40 | FIRE SERVICES | [10 empty] | 40
| Item | Item
| PIPE WORK AND PUMPS | [9 empty] | Take | [14 empty] | Take
| Supply | [22 empty] | down |  | down |  | Fix
| and | [22 empty] | and |  | and set |  | only
| Galvanized steel pipes c/w all necessary accessories for fire services system : - | [16 empty] | fix | [5 empty] | clear |  | aside for
| away | [24 empty] | re-use
| A | [22 empty] | B |  | C |  | D
| Per linear metre |  |  |  |  | $ | [17 empty] | $ |  | $ |  | $
40118 | 40118 | 25 mm diameter....................................................................................................................................................................... | [17 empty] | 134.73 |  |  |  | 2.97 |  |  | 3.51 | 38.80 |  | 40118 |  |  |  | 40118 | 134.73 2.97 3.51 38.80 40118 | 134.73 | 2.97 | 3.51 | 38.8 | 134.73 | 2.97 | 3.51 | 38.8
40119 | 40119 | 32 mm diameter....................................................................................................................................................................... | [17 empty] | 168.41 |  |  |  | 3.46 |  |  | 3.82 | 40.98 |  | 40119 |  |  |  | 40119 | 168.41 3.46 3.82 40.98 40119 | 168.41 | 3.46 | 3.82 | 40.98 | 168.41 | 3.46 | 3.82 | 40.98
40120 | 40120 | 40 mm diameter....................................................................................................................................................................... | [17 empty] | 188.62 |  |  |  | 3.63 |  |  | 4.20 | 44.19 |  | 40120 |  |  |  | 40120 | 188.62 3.63 4.20 44.19 40120 | 188.62 | 3.63 | 4.2 | 44.19 | 188.62 | 3.63 | 4.2 | 44.19
40121 | 40121 | 50 mm diameter....................................................................................................................................................................... | [17 empty] | 235.77 |  |  |  | 4.14 |  |  | 4.61 | 51.75 |  | 40121 |  |  |  | 40121 | 235.77 4.14 4.61 51.75 40121 | 235.77 | 4.14 | 4.61 | 51.75 | 235.77 | 4.14 | 4.61 | 51.75
40122 | 40122 | 65 mm diameter....................................................................................................................................................................... | [17 empty] | 269.45 |  |  |  | 4.64 |  |  | 5.29 | 58.20 |  | 40122 |  |  |  | 40122 | 269.45 4.64 5.29 58.20 40122 | 269.45 | 4.64 | 5.29 | 58.2 | 269.45 | 4.64 | 5.29 | 58.2
40123 | 40123 | 80 mm diameter....................................................................................................................................................................... | [17 empty] | 370.50 |  |  |  | 5.39 |  |  | 6.47 | 65.76 |  | 40123 |  |  |  | 40123 | 370.50 5.39 6.47 65.76 40123 | 370.5 | 5.39 | 6.47 | 65.76 | 370.5 | 5.39 | 6.47 | 65.76
40124 | 40124 | 100 mm diameter.................................................................................................................................................................... | [17 empty] | 437.86 |  |  |  | 6.38 |  |  | 6.72 | 85.15 |  | 40124 |  |  |  | 40124 | 437.86 6.38 6.72 85.15 40124 | 437.86 | 6.38 | 6.72 | 85.15 | 437.86 | 6.38 | 6.72 | 85.15
40125 | 40125 | 150 mm diameter.................................................................................................................................................................... | [17 empty] | 606.27 |  |  |  | 9.70 |  |  | 10.77 | 112.10 |  | 40125 |  |  |  | 40125 | 606.27 9.70 10.77 112.10 40125 | 606.27 | 9.7 | 10.77 | 112.1 | 606.27 | 9.7 | 10.77 | 112.1
40126 | 40126 | 200 mm diameter.................................................................................................................................................................... | [17 empty] | 1,010.44 |  |  |  | 11.85 |  |  | 14.01 | 136.90 |  | 40126 |  |  |  | 40126 | 1,010.44 11.85 14.01 136.90 40126 | 1010.44 | 11.85 | 14.01 | 136.9 | 1010.44 | 11.85 | 14.01 | 136.9
Ductile steel pipe c/w all necessary accessories for fire services system : -
Per linear metre
40127 | 40127 | 150 mm diameter.................................................................................................................................................................... | [17 empty] | 855.93 |  |  |  | 7.24 |  |  | 7.89 | 88.39 |  | 40127 |  |  |  | 40127 | 855.93 7.24 7.89 88.39 40127 | 855.93 | 7.24 | 7.89 | 88.39 | 855.93 | 7.24 | 7.89 | 88.39
40128 | 40128 | 200 mm diameter.................................................................................................................................................................... | [17 empty] | 1,618.12 |  |  |  | 8.63 |  |  | 9.70 | 111.02 |  | 40128 |  |  |  | 40128 | 1,618.12 8.63 9.70 111.02 40128 | 1618.12 | 8.63 | 9.7 | 111.02 | 1618.12 | 8.63 | 9.7 | 111.02
40129 | 40129 | 250 mm diameter.................................................................................................................................................................... | [17 empty] | 2,380.31 |  |  |  | 10.77 |  |  | 11.85 | 117.48 |  | 40129 |  |  |  | 40129 | 2,380.31 10.77 11.85 117.48 40129 | 2380.31 | 10.77 | 11.85 | 117.48 | 2380.31 | 10.77 | 11.85 | 117.48
Underground ductile steel pipe c/w all necessary accessories for fire services system : -
Per linear metre
40130 | 40130 | 150 mm diameter.................................................................................................................................................................... | [17 empty] | 1,163.96 |  |  |  | 5.54 |  |  | 5.90 | 71.14 |  | 40130 |  |  |  | 40130 | 1,163.96 5.54 5.90 71.14 40130 | 1163.96 | 5.54 | 5.9 | 71.14 | 1163.96 | 5.54 | 5.9 | 71.14
40131 | 40131 | 200 mm diameter.................................................................................................................................................................... | [17 empty] | 1,557.85 |  |  |  | 6.76 |  |  | 7.13 | 87.31 |  | 40131 |  |  |  | 40131 | 1,557.85 6.76 7.13 87.31 40131 | 1557.85 | 6.76 | 7.13 | 87.31 | 1557.85 | 6.76 | 7.13 | 87.31
40132 | 40132 | 250 mm diameter.................................................................................................................................................................... | [17 empty] | 1,951.74 |  |  |  | 8.10 |  |  | 8.61 | 104.55 |  | 40132 |  |  |  | 40132 | 1,951.74 8.10 8.61 104.55 40132 | 1951.74 | 8.1 | 8.61 | 104.55 | 1951.74 | 8.1 | 8.61 | 104.55
40/16
40 | 40 | FIRE SERVICES | [10 empty] | 40
| Item | Item
| PIPE WORK AND PUMPS (CONT'D) | [11 empty] | Take | [12 empty] | Take
| Supply | [22 empty] | down |  | down |  | Fix
| and | [22 empty] | and |  | and set |  | only
| Tee off from Existing pipework : - | [9 empty] | fix | [12 empty] | clear |  | aside for
| away | [24 empty] | re-use
| A | [22 empty] | B |  | C |  | D
| Each |  |  | $ | [19 empty] | $ |  | $ |  | $
40133 | 40133 | 32 mm diameter....................................................................................................................................................................... | [17 empty] | 180.74 |  |  |  | - |  |  | - | 106.72 |  | 40133 |  |  |  | 40133 | 180.74 - - 106.72 40133 | 180.74 | #VALUE! | #VALUE! | 106.72 | 180.74 | - | - | 106.72
40134 | 40134 | 40 mm diameter....................................................................................................................................................................... | [17 empty] | 199.32 |  |  |  | - |  |  | - | 119.65 |  | 40134 |  |  |  | 40134 | 199.32 - - 119.65 40134 | 199.32 | #VALUE! | #VALUE! | 119.65 | 199.32 | - | - | 119.65
40135 | 40135 | 50 mm diameter....................................................................................................................................................................... | [17 empty] | 241.77 |  |  |  | - |  |  | - | 130.43 |  | 40135 |  |  |  | 40135 | 241.77 - - 130.43 40135 | 241.77 | #VALUE! | #VALUE! | 130.43 | 241.77 | - | - | 130.43
40136 | 40136 | 65 mm diameter....................................................................................................................................................................... | [17 empty] | 301.28 |  |  |  | - |  |  | - | 173.55 |  | 40136 |  |  |  | 40136 | 301.28 - - 173.55 40136 | 301.28 | #VALUE! | #VALUE! | 173.55 | 301.28 | - | - | 173.55
40137 | 40137 | 80 mm diameter....................................................................................................................................................................... | [17 empty] | 348.66 |  |  |  | - |  |  | - | 209.11 |  | 40137 |  |  |  | 40137 | 348.66 - - 209.11 40137 | 348.66 | #VALUE! | #VALUE! | 209.11 | 348.66 | - | - | 209.11
40138 | 40138 | 100 mm diameter.................................................................................................................................................................... | [17 empty] | 479.18 |  |  |  | - |  |  | - | 294.25 |  | 40138 |  |  |  | 40138 | 479.18 - - 294.25 40138 | 479.18 | #VALUE! | #VALUE! | 294.25 | 479.18 | - | - | 294.25
40139 | 40139 | 150 mm diameter.................................................................................................................................................................... | [17 empty] | 768.52 |  |  |  | - |  |  | - | 385.87 |  | 40139 |  |  |  | 40139 | 768.52 - - 385.87 40139 | 768.52 | #VALUE! | #VALUE! | 385.87 | 768.52 | - | - | 385.87
40140 | 40140 | 200 mm diameter.................................................................................................................................................................... | [17 empty] | 1,188.15 |  |  |  | - |  |  | - | 673.68 |  | 40140 |  |  |  | 40140 | 1,188.15 - - 673.68 40140 | 1188.15 | #VALUE! | #VALUE! | 673.68 | 1188.15 | - | - | 673.68
40141 | 40141 | 250 mm diameter.................................................................................................................................................................... | [17 empty] | 1,741.11 |  |  |  | - |  |  | - | 833.18 |  | 40141 |  |  |  | 40141 | 1,741.11 - - 833.18 40141 | 1741.11 | #VALUE! | #VALUE! | 833.18 | 1741.11 | - | - | 833.18
Gate valve c/w padlock (where applicable) and all necessary accessories : -
Each
40142 | 40142 | 25 mm diameter....................................................................................................................................................................... | [17 empty] | 151.62 |  |  |  | 22.62 |  |  | 27.21 | 36.64 |  | 40142 |  |  |  | 40142 | 151.62 22.62 27.21 36.64 40142 | 151.62 | 22.62 | 27.21 | 36.64 | 151.62 | 22.62 | 27.21 | 36.64
40143 | 40143 | 32 mm diameter....................................................................................................................................................................... | [17 empty] | 190.93 |  |  |  | 23.06 |  |  | 27.67 | 40.98 |  | 40143 |  |  |  | 40143 | 190.93 23.06 27.67 40.98 40143 | 190.93 | 23.06 | 27.67 | 40.98 | 190.93 | 23.06 | 27.67 | 40.98
40144 | 40144 | 40 mm diameter....................................................................................................................................................................... | [17 empty] | 230.25 |  |  |  | 23.66 |  |  | 28.14 | 44.19 |  | 40144 |  |  |  | 40144 | 230.25 23.66 28.14 44.19 40144 | 230.25 | 23.66 | 28.14 | 44.19 | 230.25 | 23.66 | 28.14 | 44.19
40145 | 40145 | 50 mm diameter....................................................................................................................................................................... | [17 empty] | 279.28 |  |  |  | 24.79 |  |  | 29.12 | 47.42 |  | 40145 |  |  |  | 40145 | 279.28 24.79 29.12 47.42 40145 | 279.28 | 24.79 | 29.12 | 47.42 | 279.28 | 24.79 | 29.12 | 47.42
40146 | 40146 | 65 mm diameter....................................................................................................................................................................... | [17 empty] | 873.07 |  |  |  | 25.86 |  |  | 30.19 | 49.59 |  | 40146 |  |  |  | 40146 | 873.07 25.86 30.19 49.59 40146 | 873.07 | 25.86 | 30.19 | 49.59 | 873.07 | 25.86 | 30.19 | 49.59
40147 | 40147 | 80 mm diameter....................................................................................................................................................................... | [17 empty] | 1,004.99 |  |  |  | 28.03 |  |  | 32.33 | 52.81 |  | 40147 |  |  |  | 40147 | 1,004.99 28.03 32.33 52.81 40147 | 1004.99 | 28.03 | 32.33 | 52.81 | 1004.99 | 28.03 | 32.33 | 52.81
40148 | 40148 | 100 mm diameter.................................................................................................................................................................... | [17 empty] | 1,364.15 |  |  |  | 30.19 |  |  | 34.50 | 58.20 |  | 40148 |  |  |  | 40148 | 1,364.15 30.19 34.50 58.20 40148 | 1364.15 | 30.19 | 34.5 | 58.2 | 1364.15 | 30.19 | 34.5 | 58.2
40149 | 40149 | 150 mm diameter.................................................................................................................................................................... | [17 empty] | 2,126.24 |  |  |  | 39.89 |  |  | 50.67 | 78.68 |  | 40149 |  |  |  | 40149 | 2,126.24 39.89 50.67 78.68 40149 | 2126.24 | 39.89 | 50.67 | 78.68 | 2126.24 | 39.89 | 50.67 | 78.68
40150 | 40150 | 200 mm diameter.................................................................................................................................................................... | [17 empty] | 3,658.12 |  |  |  | 49.59 |  |  | 57.12 | 99.17 |  | 40150 |  |  |  | 40150 | 3,658.12 49.59 57.12 99.17 40150 | 3658.12 | 49.59 | 57.12 | 99.17 | 3658.12 | 49.59 | 57.12 | 99.17
40151 | 40151 | 250 mm diameter.................................................................................................................................................................... | [17 empty] | 5,512.91 |  |  |  | 58.20 |  |  | 63.59 | 115.33 |  | 40151 |  |  |  | 40151 | 5,512.91 58.20 63.59 115.33 40151 | 5512.91 | 58.2 | 63.59 | 115.33 | 5512.91 | 58.2 | 63.59 | 115.33
40/17
40 | 40 | FIRE SERVICES | [10 empty] | 40
| Item | Item
| PIPE WORK AND PUMPS (CONT'D) | [11 empty] | Take | [12 empty] | Take
| Supply | [22 empty] | down |  | down |  | Fix
| and | [22 empty] | and |  | and set |  | only
| Gate valve for sprinkler system c/w tamper-proof electric switch to indicate valve | [16 empty] | fix | [5 empty] | clear |  | aside for
| operational mode including remote indication on F.S. control panel : - | [16 empty] | away | [7 empty] | re-use
| A | [22 empty] | B |  | C |  | D
| Each |  |  | $ | [19 empty] | $ |  | $ |  | $
40152 | 40152 | 32 mm diameter....................................................................................................................................................................... | [17 empty] | 751.28 |  |  |  | 37.67 |  |  | 43.08 | 122.88 |  | 40152 |  |  |  | 40152 | 751.28 37.67 43.08 122.88 40152 | 751.28 | 37.67 | 43.08 | 122.88 | 751.28 | 37.67 | 43.08 | 122.88
40153 | 40153 | 40 mm diameter....................................................................................................................................................................... | [17 empty] | 799.22 |  |  |  | 38.23 |  |  | 43.52 | 125.04 |  | 40153 |  |  |  | 40153 | 799.22 38.23 43.52 125.04 40153 | 799.22 | 38.23 | 43.52 | 125.04 | 799.22 | 38.23 | 43.52 | 125.04
40154 | 40154 | 50 mm diameter....................................................................................................................................................................... | [17 empty] | 872.78 |  |  |  | 39.16 |  |  | 44.48 | 129.34 |  | 40154 |  |  |  | 40154 | 872.78 39.16 44.48 129.34 40154 | 872.78 | 39.16 | 44.48 | 129.34 | 872.78 | 39.16 | 44.48 | 129.34
40155 | 40155 | 65 mm diameter....................................................................................................................................................................... | [17 empty] | 1,666.17 |  |  |  | 40.98 |  |  | 46.35 | 132.58 |  | 40155 |  |  |  | 40155 | 1,666.17 40.98 46.35 132.58 40155 | 1666.17 | 40.98 | 46.35 | 132.58 | 1666.17 | 40.98 | 46.35 | 132.58
40156 | 40156 | 80 mm diameter....................................................................................................................................................................... | [17 empty] | 1,931.26 |  |  |  | 42.04 |  |  | 47.42 | 134.73 |  | 40156 |  |  |  | 40156 | 1,931.26 42.04 47.42 134.73 40156 | 1931.26 | 42.04 | 47.42 | 134.73 | 1931.26 | 42.04 | 47.42 | 134.73
40157 | 40157 | 100 mm diameter.................................................................................................................................................................... | [17 empty] | 2,266.82 |  |  |  | 44.19 |  |  | 49.59 | 139.04 |  | 40157 |  |  |  | 40157 | 2,266.82 44.19 49.59 139.04 40157 | 2266.82 | 44.19 | 49.59 | 139.04 | 2266.82 | 44.19 | 49.59 | 139.04
40158 | 40158 | 150 mm diameter.................................................................................................................................................................... | [17 empty] | 3,484.32 |  |  |  | 53.90 |  |  | 60.36 | 160.60 |  | 40158 |  |  |  | 40158 | 3,484.32 53.90 60.36 160.60 40158 | 3484.32 | 53.9 | 60.36 | 160.6 | 3484.32 | 53.9 | 60.36 | 160.6
40159 | 40159 | 200 mm diameter.................................................................................................................................................................... | [17 empty] | 4,875.09 |  |  |  | 63.59 |  |  | 71.14 | 180.00 |  | 40159 |  |  |  | 40159 | 4,875.09 63.59 71.14 180.00 40159 | 4875.09 | 63.59 | 71.14 | 180 | 4875.09 | 63.59 | 71.14 | 180
Globe valve : -
Each
40160 | 40160 | 25 mm diameter....................................................................................................................................................................... | [17 empty] | 157.11 |  |  |  | 21.56 |  |  | 25.86 | 36.64 |  | 40160 |  |  |  | 40160 | 157.11 21.56 25.86 36.64 40160 | 157.11 | 21.56 | 25.86 | 36.64 | 157.11 | 21.56 | 25.86 | 36.64
40161 | 40161 | 32 mm diameter....................................................................................................................................................................... | [17 empty] | 211.92 |  |  |  | 25.87 |  |  | 30.89 | 40.98 |  | 40161 |  |  |  | 40161 | 211.92 25.87 30.89 40.98 40161 | 211.92 | 25.87 | 30.89 | 40.98 | 211.92 | 25.87 | 30.89 | 40.98
40162 | 40162 | 40 mm diameter....................................................................................................................................................................... | [17 empty] | 296.33 |  |  |  | 26.45 |  |  | 31.34 | 44.19 |  | 40162 |  |  |  | 40162 | 296.33 26.45 31.34 44.19 40162 | 296.33 | 26.45 | 31.34 | 44.19 | 296.33 | 26.45 | 31.34 | 44.19
40163 | 40163 | 50 mm diameter....................................................................................................................................................................... | [17 empty] | 421.73 |  |  |  | 27.43 |  |  | 32.40 | 47.42 |  | 40163 |  |  |  | 40163 | 421.73 27.43 32.40 47.42 40163 | 421.73 | 27.43 | 32.4 | 47.42 | 421.73 | 27.43 | 32.4 | 47.42
40164 | 40164 | 65 mm diameter....................................................................................................................................................................... | [17 empty] | 1,022.58 |  |  |  | 28.03 |  |  | 33.06 | 51.75 |  | 40164 |  |  |  | 40164 | 1,022.58 28.03 33.06 51.75 40164 | 1022.58 | 28.03 | 33.06 | 51.75 | 1022.58 | 28.03 | 33.06 | 51.75
40165 | 40165 | 80 mm diameter....................................................................................................................................................................... | [17 empty] | 1,301.94 |  |  |  | 28.63 |  |  | 33.69 | 54.97 |  | 40165 |  |  |  | 40165 | 1,301.94 28.63 33.69 54.97 40165 | 1301.94 | 28.63 | 33.69 | 54.97 | 1301.94 | 28.63 | 33.69 | 54.97
40166 | 40166 | 100 mm diameter.................................................................................................................................................................... | [17 empty] | 1,590.08 |  |  |  | 33.27 |  |  | 38.21 | 68.98 |  | 40166 |  |  |  | 40166 | 1,590.08 33.27 38.21 68.98 40166 | 1590.08 | 33.27 | 38.21 | 68.98 | 1590.08 | 33.27 | 38.21 | 68.98
40167 | 40167 | 150 mm diameter.................................................................................................................................................................... | [17 empty] | 3,314.77 |  |  |  | 43.06 |  |  | 49.33 | 90.53 |  | 40167 |  |  |  | 40167 | 3,314.77 43.06 49.33 90.53 40167 | 3314.77 | 43.06 | 49.33 | 90.53 | 3314.77 | 43.06 | 49.33 | 90.53
40168 | 40168 | 200 mm diameter.................................................................................................................................................................... | [17 empty] | 5,604.08 |  |  |  | 53.09 |  |  | 60.76 | 112.10 |  | 40168 |  |  |  | 40168 | 5,604.08 53.09 60.76 112.10 40168 | 5604.08 | 53.09 | 60.76 | 112.1 | 5604.08 | 53.09 | 60.76 | 112.1
40169 | 40169 | 250 mm diameter.................................................................................................................................................................... | [17 empty] | 7,682.50 |  |  |  | 60.89 |  |  | 67.12 | 130.43 |  | 40169 |  |  |  | 40169 | 7,682.50 60.89 67.12 130.43 40169 | 7682.5 | 60.89 | 67.12 | 130.43 | 7682.5 | 60.89 | 67.12 | 130.43
40/18
40 | 40 | FIRE SERVICES | [10 empty] | 40
| Item | Item
| PIPE WORK AND PUMPS (CONT'D) | [11 empty] | Take | [12 empty] | Take
| Supply | [22 empty] | down |  | down |  | Fix
| and | [22 empty] | and |  | and set |  | only
| Globe valve for sprinkler system c/w tamper-proof electric switch to indicate valve | [17 empty] | fix |  |  |  |  | clear |  | aside for
| operational mode including remote indication on F.S. control panel : - | [16 empty] | away | [7 empty] | re-use
| A | [22 empty] | B |  | C |  | D
| Each |  |  | $ | [19 empty] | $ |  | $ |  | $
40170 | 40170 | 32 mm diameter....................................................................................................................................................................... | [17 empty] | 745.70 |  |  |  | 37.67 |  |  | 43.08 | 122.88 |  | 40170 |  |  |  | 40170 | 745.70 37.67 43.08 122.88 40170 | 745.7 | 37.67 | 43.08 | 122.88 | 745.7 | 37.67 | 43.08 | 122.88
40171 | 40171 | 40 mm diameter....................................................................................................................................................................... | [17 empty] | 802.59 |  |  |  | 38.23 |  |  | 43.53 | 125.04 |  | 40171 |  |  |  | 40171 | 802.59 38.23 43.53 125.04 40171 | 802.59 | 38.23 | 43.53 | 125.04 | 802.59 | 38.23 | 43.53 | 125.04
40172 | 40172 | 50 mm diameter....................................................................................................................................................................... | [17 empty] | 925.83 |  |  |  | 39.16 |  |  | 44.48 | 129.34 |  | 40172 |  |  |  | 40172 | 925.83 39.16 44.48 129.34 40172 | 925.83 | 39.16 | 44.48 | 129.34 | 925.83 | 39.16 | 44.48 | 129.34
40173 | 40173 | 65 mm diameter....................................................................................................................................................................... | [17 empty] | 1,800.58 |  |  |  | 40.98 |  |  | 46.35 | 132.58 |  | 40173 |  |  |  | 40173 | 1,800.58 40.98 46.35 132.58 40173 | 1800.58 | 40.98 | 46.35 | 132.58 | 1800.58 | 40.98 | 46.35 | 132.58
40174 | 40174 | 80 mm diameter....................................................................................................................................................................... | [17 empty] | 2,023.76 |  |  |  | 42.04 |  |  | 47.42 | 134.73 |  | 40174 |  |  |  | 40174 | 2,023.76 42.04 47.42 134.73 40174 | 2023.76 | 42.04 | 47.42 | 134.73 | 2023.76 | 42.04 | 47.42 | 134.73
40175 | 40175 | 100 mm diameter.................................................................................................................................................................... | [17 empty] | 2,492.37 |  |  |  | 44.19 |  |  | 49.59 | 139.04 |  | 40175 |  |  |  | 40175 | 2,492.37 44.19 49.59 139.04 40175 | 2492.37 | 44.19 | 49.59 | 139.04 | 2492.37 | 44.19 | 49.59 | 139.04
40176 | 40176 | 150 mm diameter.................................................................................................................................................................... | [17 empty] | 4,085.79 |  |  |  | 53.90 |  |  | 60.36 | 160.60 |  | 40176 |  |  |  | 40176 | 4,085.79 53.90 60.36 160.60 40176 | 4085.79 | 53.9 | 60.36 | 160.6 | 4085.79 | 53.9 | 60.36 | 160.6
40177 | 40177 | 200 mm diameter.................................................................................................................................................................... | [17 empty] | 6,255.43 |  |  |  | 63.59 |  |  | 71.14 | 180.00 |  | 40177 |  |  |  | 40177 | 6,255.43 63.59 71.14 180.00 40177 | 6255.43 | 63.59 | 71.14 | 180 | 6255.43 | 63.59 | 71.14 | 180
40178 | 40178 | 250 mm diameter.................................................................................................................................................................... | [17 empty] | 8,344.74 |  |  |  | 67.90 |  |  | 78.68 | 198.32 |  | 40178 |  |  |  | 40178 | 8,344.74 67.90 78.68 198.32 40178 | 8344.74 | 67.9 | 78.68 | 198.32 | 8344.74 | 67.9 | 78.68 | 198.32
Non return valve : -
Each
40179 | 40179 | 32 mm diameter....................................................................................................................................................................... | [17 empty] | 234.34 |  |  |  | 23.06 |  |  | 27.67 | 40.98 |  | 40179 |  |  |  | 40179 | 234.34 23.06 27.67 40.98 40179 | 234.34 | 23.06 | 27.67 | 40.98 | 234.34 | 23.06 | 27.67 | 40.98
40180 | 40180 | 40 mm diameter....................................................................................................................................................................... | [17 empty] | 289.98 |  |  |  | 23.66 |  |  | 28.13 | 44.19 |  | 40180 |  |  |  | 40180 | 289.98 23.66 28.13 44.19 40180 | 289.98 | 23.66 | 28.13 | 44.19 | 289.98 | 23.66 | 28.13 | 44.19
40181 | 40181 | 50 mm diameter....................................................................................................................................................................... | [17 empty] | 405.80 |  |  |  | 24.79 |  |  | 29.12 | 47.42 |  | 40181 |  |  |  | 40181 | 405.80 24.79 29.12 47.42 40181 | 405.8 | 24.79 | 29.12 | 47.42 | 405.8 | 24.79 | 29.12 | 47.42
40182 | 40182 | 65 mm diameter....................................................................................................................................................................... | [17 empty] | 723.60 |  |  |  | 25.86 |  |  | 30.19 | 49.59 |  | 40182 |  |  |  | 40182 | 723.60 25.86 30.19 49.59 40182 | 723.6 | 25.86 | 30.19 | 49.59 | 723.6 | 25.86 | 30.19 | 49.59
40183 | 40183 | 80 mm diameter....................................................................................................................................................................... | [17 empty] | 1,163.56 |  |  |  | 28.03 |  |  | 32.33 | 52.81 |  | 40183 |  |  |  | 40183 | 1,163.56 28.03 32.33 52.81 40183 | 1163.56 | 28.03 | 32.33 | 52.81 | 1163.56 | 28.03 | 32.33 | 52.81
40184 | 40184 | 100 mm diameter.................................................................................................................................................................... | [17 empty] | 1,364.15 |  |  |  | 30.19 |  |  | 34.50 | 58.20 |  | 40184 |  |  |  | 40184 | 1,364.15 30.19 34.50 58.20 40184 | 1364.15 | 30.19 | 34.5 | 58.2 | 1364.15 | 30.19 | 34.5 | 58.2
40185 | 40185 | 150 mm diameter.................................................................................................................................................................... | [17 empty] | 2,342.39 |  |  |  | 39.89 |  |  | 45.27 | 78.68 |  | 40185 |  |  |  | 40185 | 2,342.39 39.89 45.27 78.68 40185 | 2342.39 | 39.89 | 45.27 | 78.68 | 2342.39 | 39.89 | 45.27 | 78.68
40186 | 40186 | 200 mm diameter.................................................................................................................................................................... | [17 empty] | 3,958.93 |  |  |  | 50.67 |  |  | 57.12 | 99.17 |  | 40186 |  |  |  | 40186 | 3,958.93 50.67 57.12 99.17 40186 | 3958.93 | 50.67 | 57.12 | 99.17 | 3958.93 | 50.67 | 57.12 | 99.17
40187 | 40187 | 250 mm diameter.................................................................................................................................................................... | [17 empty] | 5,984.57 |  |  |  | 58.20 |  |  | 63.59 | 115.33 |  | 40187 |  |  |  | 40187 | 5,984.57 58.20 63.59 115.33 40187 | 5984.57 | 58.2 | 63.59 | 115.33 | 5984.57 | 58.2 | 63.59 | 115.33
40/19
40 | 40 | FIRE SERVICES | [10 empty] | 40
| Item | Item
| PIPE WORK AND PUMPS (CONT'D) | [11 empty] | Take | [12 empty] | Take
| Supply | [22 empty] | down |  | down |  | Fix
| and | [22 empty] | and |  | and set |  | only
| Y-type strainer : - |  |  |  |  | fix | [17 empty] | clear |  | aside for
| away | [24 empty] | re-use
| A | [22 empty] | B |  | C |  | D
| Each |  |  | $ | [19 empty] | $ |  | $ |  | $
40188 | 40188 | 32 mm diameter....................................................................................................................................................................... | [17 empty] | 309.67 |  |  |  | 23.35 |  |  | 28.28 | 40.98 |  | 40188 |  |  |  | 40188 | 309.67 23.35 28.28 40.98 40188 | 309.67 | 23.35 | 28.28 | 40.98 | 309.67 | 23.35 | 28.28 | 40.98
40189 | 40189 | 40 mm diameter....................................................................................................................................................................... | [17 empty] | 384.70 |  |  |  | 23.82 |  |  | 28.64 | 44.19 |  | 40189 |  |  |  | 40189 | 384.70 23.82 28.64 44.19 40189 | 384.7 | 23.82 | 28.64 | 44.19 | 384.7 | 23.82 | 28.64 | 44.19
40190 | 40190 | 50 mm diameter....................................................................................................................................................................... | [17 empty] | 579.61 |  |  |  | 24.79 |  |  | 30.19 | 47.42 |  | 40190 |  |  |  | 40190 | 579.61 24.79 30.19 47.42 40190 | 579.61 | 24.79 | 30.19 | 47.42 | 579.61 | 24.79 | 30.19 | 47.42
40191 | 40191 | 65 mm diameter....................................................................................................................................................................... | [17 empty] | 626.58 |  |  |  | 25.86 |  |  | 31.26 | 49.59 |  | 40191 |  |  |  | 40191 | 626.58 25.86 31.26 49.59 40191 | 626.58 | 25.86 | 31.26 | 49.59 | 626.58 | 25.86 | 31.26 | 49.59
40192 | 40192 | 80 mm diameter....................................................................................................................................................................... | [17 empty] | 799.81 |  |  |  | 28.03 |  |  | 33.41 | 52.81 |  | 40192 |  |  |  | 40192 | 799.81 28.03 33.41 52.81 40192 | 799.81 | 28.03 | 33.41 | 52.81 | 799.81 | 28.03 | 33.41 | 52.81
40193 | 40193 | 100 mm diameter.................................................................................................................................................................... | [17 empty] | 1,090.67 |  |  |  | 30.19 |  |  | 35.56 | 58.20 |  | 40193 |  |  |  | 40193 | 1,090.67 30.19 35.56 58.20 40193 | 1090.67 | 30.19 | 35.56 | 58.2 | 1090.67 | 30.19 | 35.56 | 58.2
40194 | 40194 | 150 mm diameter.................................................................................................................................................................... | [17 empty] | 2,272.50 |  |  |  | 39.89 |  |  | 47.42 | 78.68 |  | 40194 |  |  |  | 40194 | 2,272.50 39.89 47.42 78.68 40194 | 2272.5 | 39.89 | 47.42 | 78.68 | 2272.5 | 39.89 | 47.42 | 78.68
40195 | 40195 | 200 mm diameter.................................................................................................................................................................... | [17 empty] | 3,454.33 |  |  |  | 50.67 |  |  | 59.28 | 99.17 |  | 40195 |  |  |  | 40195 | 3,454.33 50.67 59.28 99.17 40195 | 3454.33 | 50.67 | 59.28 | 99.17 | 3454.33 | 50.67 | 59.28 | 99.17
40196 | 40196 | 250 mm diameter.................................................................................................................................................................... | [17 empty] | 5,822.31 |  |  |  | 58.20 |  |  | 66.83 | 115.33 |  | 40196 |  |  |  | 40196 | 5,822.31 58.20 66.83 115.33 40196 | 5822.31 | 58.2 | 66.83 | 115.33 | 5822.31 | 58.2 | 66.83 | 115.33
Sluice valve, wedge type c/w spindle cap : -
Each
40197 | 40197 | 150 mm diameter.................................................................................................................................................................... | [17 empty] | 2,390.13 |  |  |  | 40.98 |  |  | 47.42 | 80.83 |  | 40197 |  |  |  | 40197 | 2,390.13 40.98 47.42 80.83 40197 | 2390.13 | 40.98 | 47.42 | 80.83 | 2390.13 | 40.98 | 47.42 | 80.83
40198 | 40198 | 200 mm diameter.................................................................................................................................................................... | [17 empty] | 3,758.29 |  |  |  | 50.67 |  |  | 59.28 | 101.32 |  | 40198 |  |  |  | 40198 | 3,758.29 50.67 59.28 101.32 40198 | 3758.29 | 50.67 | 59.28 | 101.32 | 3758.29 | 50.67 | 59.28 | 101.32
40199 | 40199 | 250 mm diameter.................................................................................................................................................................... | [17 empty] | 5,813.50 |  |  |  | 59.28 |  |  | 66.83 | 116.41 |  | 40199 |  |  |  | 40199 | 5,813.50 59.28 66.83 116.41 40199 | 5813.5 | 59.28 | 66.83 | 116.41 | 5813.5 | 59.28 | 66.83 | 116.41
Puddle flange tank connector : -
Each
40200 | 40200 | 100 mm diameter.................................................................................................................................................................... | [17 empty] | 762.65 |  |  |  | 33.41 |  |  | 38.80 | 62.52 |  | 40200 |  |  |  | 40200 | 762.65 33.41 38.80 62.52 40200 | 762.65 | 33.41 | 38.8 | 62.52 | 762.65 | 33.41 | 38.8 | 62.52
40201 | 40201 | 150 mm diameter.................................................................................................................................................................... | [17 empty] | 876.12 |  |  |  | 44.19 |  |  | 50.67 | 85.15 |  | 40201 |  |  |  | 40201 | 876.12 44.19 50.67 85.15 40201 | 876.12 | 44.19 | 50.67 | 85.15 | 876.12 | 44.19 | 50.67 | 85.15
40202 | 40202 | 200 mm diameter.................................................................................................................................................................... | [17 empty] | 1,148.66 |  |  |  | 54.97 |  |  | 63.59 | 107.79 |  | 40202 |  |  |  | 40202 | 1,148.66 54.97 63.59 107.79 40202 | 1148.66 | 54.97 | 63.59 | 107.79 | 1148.66 | 54.97 | 63.59 | 107.79
40203 | 40203 | 250 mm diameter.................................................................................................................................................................... | [17 empty] | 1,545.47 |  |  |  | 63.59 |  |  | 71.14 | 125.04 |  | 40203 |  |  |  | 40203 | 1,545.47 63.59 71.14 125.04 40203 | 1545.47 | 63.59 | 71.14 | 125.04 | 1545.47 | 63.59 | 71.14 | 125.04
40/20
40 | 40 | FIRE SERVICES | [10 empty] | 40
| Item | Item
| PIPE WORK AND PUMPS (CONT'D) | [11 empty] | Take | [12 empty] | Take
| Supply | [22 empty] | down |  | down |  | Fix
| and | [22 empty] | and |  | and set |  | only
| Sundries : - |  |  |  | fix | [18 empty] | clear |  | aside for
| away | [24 empty] | re-use
| A | [22 empty] | B |  | C |  | D
| Each |  |  | $ | [19 empty] | $ |  | $ |  | $
40204 | 40204 | Vortex inhibitor (all sizes)...................................................................................................................................................... | [17 empty] | 4,753.78 |  |  |  | 33.41 |  |  | 38.80 | 62.52 |  | 40204 |  |  |  | 40204 | 4,753.78 33.41 38.80 62.52 40204 | 4753.78 | 33.41 | 38.8 | 62.52 | 4753.78 | 33.41 | 38.8 | 62.52
40205 | 40205 | Non-ferrous filter (all sizes).................................................................................................................................................... | [17 empty] | 1,967.41 |  |  |  | 31.26 |  |  | 36.64 | 54.97 |  | 40205 |  |  |  | 40205 | 1,967.41 31.26 36.64 54.97 40205 | 1967.41 | 31.26 | 36.64 | 54.97 | 1967.41 | 31.26 | 36.64 | 54.97
40206 | 40206 | Air relief valve (all sizes)........................................................................................................................................................ | [17 empty] | 142.23 |  |  |  | 23.71 |  |  | 29.12 | 36.64 |  | 40206 |  |  |  | 40206 | 142.23 23.71 29.12 36.64 40206 | 142.23 | 23.71 | 29.12 | 36.64 | 142.23 | 23.71 | 29.12 | 36.64
40207 | 40207 | Anti-pollution valve (all sizes)................................................................................................................................................ | [17 empty] | 797.86 |  |  |  | 28.03 |  |  | 33.41 | 48.50 |  | 40207 |  |  |  | 40207 | 797.86 28.03 33.41 48.50 40207 | 797.86 | 28.03 | 33.41 | 48.5 | 797.86 | 28.03 | 33.41 | 48.5
40208 | 40208 | Pressure gauge (all sizes)........................................................................................................................................................ | [17 empty] | 264.92 |  |  |  | 23.71 |  |  | 29.12 | 36.64 |  | 40208 |  |  |  | 40208 | 264.92 23.71 29.12 36.64 40208 | 264.92 | 23.71 | 29.12 | 36.64 | 264.92 | 23.71 | 29.12 | 36.64
40209 | 40209 | Oil dumped gauge for sprinkler system.................................................................................................................................. | [17 empty] | 446.85 |  |  |  | 24.79 |  |  | 30.19 | 39.89 |  | 40209 |  |  |  | 40209 | 446.85 24.79 30.19 39.89 40209 | 446.85 | 24.79 | 30.19 | 39.89 | 446.85 | 24.79 | 30.19 | 39.89
40210 | 40210 | Electric alarm pressure switch c/w conduits (surface or concealed type), trunkings, cables for
connection to the fire alarm control/ indication panel and control equipment and all
| accessories .............................................................................................................................................................................. | [18 empty] | 1,535.59 |  |  |  | 84.08 |  |  | 91.62 | 268.39 |  | 40210 |  |  |  | 40210 | 1,535.59 84.08 91.62 268.39 40210 | 1535.59 | 84.08 | 91.62 | 268.39 | 1535.59 | 84.08 | 91.62 | 268.39
40211 | 40211 | Water alarm flow switch c/w conduits (surface or concealed type), trunkings, cables for
connection to the fire alarm control/ indication panel and control equipment and all
| accessories .............................................................................................................................................................................. | [18 empty] | 770.02 |  |  |  | 89.46 |  |  | 99.17 | 302.87 |  | 40211 |  |  |  | 40211 | 770.02 89.46 99.17 302.87 40211 | 770.02 | 89.46 | 99.17 | 302.87 | 770.02 | 89.46 | 99.17 | 302.87
40212 | 40212 | Subsidiary monitor stop valve set per zone c/w limit switch, conduits (surface or concealed
type), trunkings, cables for connection to the fire control indication panel and all
| accessories .............................................................................................................................................................................. | [18 empty] | 2,571.52 |  |  |  | 95.93 |  |  | 103.48 | 293.18 |  | 40212 |  |  |  | 40212 | 2,571.52 95.93 103.48 293.18 40212 | 2571.52 | 95.93 | 103.48 | 293.18 | 2571.52 | 95.93 | 103.48 | 293.18
Centrifugal pump, horizontal split case type c/w drain and vent, orifice
plates, electrical wirings, connected to a power supply switch, control wirings &
associated conduit/ trunking, connected to and including start/ stop control panel in
the same room and installed on a concrete plinth : -
Each
40213 | 40213 | Up to 5 kW.............................................................................................................................................................................. | [17 empty] | 60,626.63 |  |  |  | 144.43 |  |  | 165.99 | 795.47 |  | 40213 |  |  |  | 40213 | 60,626.63 144.43 165.99 795.47 40213 | 60626.63 | 144.43 | 165.99 | 795.47 | 60626.63 | 144.43 | 165.99 | 795.47
40214 | 40214 | 5 - 10 kW................................................................................................................................................................................. | [17 empty] | 87,571.80 |  |  |  | 151.98 |  |  | 173.55 | 827.79 |  | 40214 |  |  |  | 40214 | 87,571.80 151.98 173.55 827.79 40214 | 87571.8 | 151.98 | 173.55 | 827.79 | 87571.8 | 151.98 | 173.55 | 827.79
40215 | 40215 | 10 - 15 kW............................................................................................................................................................................... | [17 empty] | 87,571.80 |  |  |  | 159.53 |  |  | 181.09 | 856.88 |  | 40215 |  |  |  | 40215 | 87,571.80 159.53 181.09 856.88 40215 | 87571.8 | 159.53 | 181.09 | 856.88 | 87571.8 | 159.53 | 181.09 | 856.88
40216 | 40216 | 15 - 20 kW............................................................................................................................................................................... | [17 empty] | 12,125.33 |  |  |  | 165.99 |  |  | 187.55 | 880.61 |  | 40216 |  |  |  | 40216 | 12,125.33 165.99 187.55 880.61 40216 | 12125.33 | 165.99 | 187.55 | 880.61 | 12125.33 | 165.99 | 187.55 | 880.61
(The actual rate should be : $121,253.30 for Item 40216A)
40217 | 40217 | 20 - 25 kW............................................................................................................................................................................... | [17 empty] | 13,472.59 |  |  |  | 173.55 |  |  | 195.09 | 914.03 |  | 40217 |  |  |  | 40217 | 13,472.59 173.55 195.09 914.03 40217 | 13472.59 | 173.55 | 195.09 | 914.03 | 13472.59 | 173.55 | 195.09 | 914.03
(The actual rate should be : $134,725.90 for Item 40217A)
40218 | 40218 | 25 - 30 kW............................................................................................................................................................................... | [17 empty] | 16,840.73 |  |  |  | 181.09 |  |  | 202.64 | 933.42 |  | 40218 |  |  |  | 40218 | 16,840.73 181.09 202.64 933.42 40218 | 16840.73 | 181.09 | 202.64 | 933.42 | 16840.73 | 181.09 | 202.64 | 933.42
(The actual rate should be : $168,407.30 for Item 40218A)
40219 | 40219 | Add to last item for each additional 5 kW or part thereof...................................................................................................... | [17 empty] | 33,681.46 |  |  |  | 7.19 |  |  | 7.52 | 28.03 |  | 40219 |  |  |  | 40219 | 33,681.46 7.19 7.52 28.03 40219 | 33681.46 | 7.19 | 7.52 | 28.03 | 33681.46 | 7.19 | 7.52 | 28.03
40/21
40 | 40 | FIRE SERVICES | [10 empty] | 40
| Item | Item
PIPE WORK AND PUMPS (CONT'D)
| Take | [24 empty] | Take
| Supply | [22 empty] | down |  | down |  | Fix
| Centrifugal pump, end-suction type c/w drain and vent, orifice plates, | [16 empty] | and | [5 empty] | and |  | and set |  | only
| electrical wirings, connected to a power supply switch, control wirings & associated | [17 empty] | fix |  |  |  |  | clear |  | aside for
| conduit/ trunking, connected to and including start/ stop control panel in the same | [16 empty] | away | [7 empty] | re-use
room and installed on a concrete plinth : -
| A | [22 empty] | B |  | C |  | D
| Each |  |  | $ | [19 empty] | $ |  | $ |  | $
40220 | 40220 | Up to 5 kW.............................................................................................................................................................................. | [17 empty] | 53,890.34 |  |  |  | 144.43 |  |  | 165.99 | 795.47 |  | 40220 |  |  |  | 40220 | 53,890.34 144.43 165.99 795.47 40220 | 53890.34 | 144.43 | 165.99 | 795.47 | 53890.34 | 144.43 | 165.99 | 795.47
40221 | 40221 | 5 - 10 kW................................................................................................................................................................................. | [17 empty] | 74,099.22 |  |  |  | 151.98 |  |  | 173.55 | 827.79 |  | 40221 |  |  |  | 40221 | 74,099.22 151.98 173.55 827.79 40221 | 74099.22 | 151.98 | 173.55 | 827.79 | 74099.22 | 151.98 | 173.55 | 827.79
40222 | 40222 | 10 - 15 kW............................................................................................................................................................................... | [17 empty] | 80,835.51 |  |  |  | 159.53 |  |  | 181.09 | 856.88 |  | 40222 |  |  |  | 40222 | 80,835.51 159.53 181.09 856.88 40222 | 80835.51 | 159.53 | 181.09 | 856.88 | 80835.51 | 159.53 | 181.09 | 856.88
40223 | 40223 | 15 - 20 kW............................................................................................................................................................................... | [17 empty] | 10,104.44 |  |  |  | 165.99 |  |  | 187.55 | 880.61 |  | 40223 |  |  |  | 40223 | 10,104.44 165.99 187.55 880.61 40223 | 10104.44 | 165.99 | 187.55 | 880.61 | 10104.44 | 165.99 | 187.55 | 880.61
(The actual rate should be : $101,044.40 for Item 40223A)
40224 | 40224 | 20 - 25 kW............................................................................................................................................................................... | [17 empty] | 12,125.33 |  |  |  | 173.55 |  |  | 195.09 | 914.03 |  | 40224 |  |  |  | 40224 | 12,125.33 173.55 195.09 914.03 40224 | 12125.33 | 173.55 | 195.09 | 914.03 | 12125.33 | 173.55 | 195.09 | 914.03
(The actual rate should be : $121,253.30 for Item 40224A)
40225 | 40225 | 25 - 30 kW............................................................................................................................................................................... | [17 empty] | 13,472.59 |  |  |  | 181.09 |  |  | 202.64 | 933.42 |  | 40225 |  |  |  | 40225 | 13,472.59 181.09 202.64 933.42 40225 | 13472.59 | 181.09 | 202.64 | 933.42 | 13472.59 | 181.09 | 202.64 | 933.42
(The actual rate should be : $134,725.90 for Item 40225A)
40226 | 40226 | Add to last item for each additional 5 kW or part thereof...................................................................................................... | [17 empty] | 26,945.17 |  |  |  | 7.19 |  |  | 7.52 | 28.03 |  | 40226 |  |  |  | 40226 | 26,945.17 7.19 7.52 28.03 40226 | 26945.17 | 7.19 | 7.52 | 28.03 | 26945.17 | 7.19 | 7.52 | 28.03
Centrifugal Jockey Pump, c/w drain and vent, orifice plates,
electrical wirings, connected to a power supply switch, control wirings & associated
conduit/ trunking, connected to and including start/ stop control panel in the same
room and installed on a concrete plinth : -
Each
40227 | 40227 | Up to 5 kW.............................................................................................................................................................................. | [17 empty] | 60,626.63 |  |  |  | 144.43 |  |  | 165.99 | 795.47 |  | 40227 |  |  |  | 40227 | 60,626.63 144.43 165.99 795.47 40227 | 60626.63 | 144.43 | 165.99 | 795.47 | 60626.63 | 144.43 | 165.99 | 795.47
40228 | 40228 | 5 - 10 kW................................................................................................................................................................................. | [17 empty] | 74,099.22 |  |  |  | 151.98 |  |  | 173.55 | 827.79 |  | 40228 |  |  |  | 40228 | 74,099.22 151.98 173.55 827.79 40228 | 74099.22 | 151.98 | 173.55 | 827.79 | 74099.22 | 151.98 | 173.55 | 827.79
40229 | 40229 | Add to last item for each additional 5 kW or part thereof...................................................................................................... | [17 empty] | 33,681.46 |  |  |  | 7.19 |  |  | 7.52 | 28.03 |  | 40229 |  |  |  | 40229 | 33,681.46 7.19 7.52 28.03 40229 | 33681.46 | 7.19 | 7.52 | 28.03 | 33681.46 | 7.19 | 7.52 | 28.03
Sundries : -
Each
40230 | 40230 | Remote supervisory/ start stop control panel for pump c/w all necessary accessories ......................................................... | [17 empty] | 13,472.59 |  |  |  | 50.67 |  |  | 53.90 | 308.27 |  | 40230 |  |  |  | 40230 | 13,472.59 50.67 53.90 308.27 40230 | 13472.59 | 50.67 | 53.9 | 308.27 | 13472.59 | 50.67 | 53.9 | 308.27
40231 | 40231 | High/ low level switch c/w conduits (surface or concealed type), trunking, sensing device,
interconnection wiring and cables from water tank to indication and control panel for
indication and control functions and all necessary for proper functioning of fire services
| system ..................................................................................................................................................................................... | [18 empty] | 4,041.78 |  |  |  | 58.20 |  |  | 66.83 | 251.14 |  | 40231 |  |  |  | 40231 | 4,041.78 58.20 66.83 251.14 40231 | 4041.78 | 58.2 | 66.83 | 251.14 | 4041.78 | 58.2 | 66.83 | 251.14
40232 | 40232 | Sprinkler proving pipe and all necessary accessories............................................................................................................ | [17 empty] | 5,725.85 |  |  |  | 31.26 |  |  | 34.50 | 58.20 |  | 40232 |  |  |  | 40232 | 5,725.85 31.26 34.50 58.20 40232 | 5725.85 | 31.26 | 34.5 | 58.2 | 5725.85 | 31.26 | 34.5 | 58.2
40/22
40 | 40 | FIRE SERVICES | [10 empty] | 40
| Item | Item
| PIPE WORK AND PUMPS (CONT'D) | [11 empty] | Take | [12 empty] | Take
| Supply | [22 empty] | down |  | down |  | Fix
| and | [22 empty] | and |  | and set |  | only
| Expansion joint c/w all necessary accessories for fire services system : - | [16 empty] | fix | [5 empty] | clear |  | aside for
| away | [24 empty] | re-use
| A | [22 empty] | B |  | C |  | D
| Each |  |  | $ | [19 empty] | $ |  | $ |  | $
40233 | 40233 | 32 mm diameter....................................................................................................................................................................... | [17 empty] | 976.26 |  |  |  | 26.37 |  |  | 32.41 | 45.27 |  | 40233 |  |  |  | 40233 | 976.26 26.37 32.41 45.27 40233 | 976.26 | 26.37 | 32.41 | 45.27 | 976.26 | 26.37 | 32.41 | 45.27
40234 | 40234 | 40 mm diameter....................................................................................................................................................................... | [17 empty] | 1,161.37 |  |  |  | 26.97 |  |  | 32.97 | 48.50 |  | 40234 |  |  |  | 40234 | 1,161.37 26.97 32.97 48.50 40234 | 1161.37 | 26.97 | 32.97 | 48.5 | 1161.37 | 26.97 | 32.97 | 48.5
40235 | 40235 | 50 mm diameter....................................................................................................................................................................... | [17 empty] | 1,548.80 |  |  |  | 28.03 |  |  | 34.50 | 52.81 |  | 40235 |  |  |  | 40235 | 1,548.80 28.03 34.50 52.81 40235 | 1548.8 | 28.03 | 34.5 | 52.81 | 1548.8 | 28.03 | 34.5 | 52.81
40236 | 40236 | 65 mm diameter....................................................................................................................................................................... | [17 empty] | 1,728.45 |  |  |  | 29.12 |  |  | 35.56 | 54.97 |  | 40236 |  |  |  | 40236 | 1,728.45 29.12 35.56 54.97 40236 | 1728.45 | 29.12 | 35.56 | 54.97 | 1728.45 | 29.12 | 35.56 | 54.97
40237 | 40237 | 80 mm diameter....................................................................................................................................................................... | [17 empty] | 1,908.06 |  |  |  | 31.26 |  |  | 37.72 | 59.28 |  | 40237 |  |  |  | 40237 | 1,908.06 31.26 37.72 59.28 40237 | 1908.06 | 31.26 | 37.72 | 59.28 | 1908.06 | 31.26 | 37.72 | 59.28
40238 | 40238 | 100 mm diameter.................................................................................................................................................................... | [17 empty] | 2,545.08 |  |  |  | 33.41 |  |  | 38.80 | 62.52 |  | 40238 |  |  |  | 40238 | 2,545.08 33.41 38.80 62.52 40238 | 2545.08 | 33.41 | 38.8 | 62.52 | 2545.08 | 33.41 | 38.8 | 62.52
40239 | 40239 | 150 mm diameter.................................................................................................................................................................... | [17 empty] | 4,158.25 |  |  |  | 42.04 |  |  | 48.50 | 76.54 |  | 40239 |  |  |  | 40239 | 4,158.25 42.04 48.50 76.54 40239 | 4158.25 | 42.04 | 48.5 | 76.54 | 4158.25 | 42.04 | 48.5 | 76.54
40240 | 40240 | 200 mm diameter.................................................................................................................................................................... | [17 empty] | 5,771.42 |  |  |  | 50.67 |  |  | 57.12 | 87.31 |  | 40240 |  |  |  | 40240 | 5,771.42 50.67 57.12 87.31 40240 | 5771.42 | 50.67 | 57.12 | 87.31 | 5771.42 | 50.67 | 57.12 | 87.31
Foot valve, globe type : -
Each
40241 | 40241 | 50 mm diameter....................................................................................................................................................................... | [17 empty] | 1,356.00 |  |  |  | 45.20 |  |  | 203.40 | 135.60 |  | 40241 |  |  |  | 40241 | 1,356.00 45.20 203.40 135.60 40241 | 1356 | 45.2 | 203.4 | 135.6 | 1356 | 45.2 | 203.4 | 135.6
40242 | 40242 | 65 mm diameter....................................................................................................................................................................... | [17 empty] | 2,260.00 |  |  |  | 56.50 |  |  | 339.00 | 226.00 |  | 40242 |  |  |  | 40242 | 2,260.00 56.50 339.00 226.00 40242 | 2260 | 56.5 | 339 | 226 | 2260 | 56.5 | 339 | 226
40243 | 40243 | 80 mm diameter....................................................................................................................................................................... | [17 empty] | 2,712.00 |  |  |  | 67.80 |  |  | 339.00 | 226.00 |  | 40243 |  |  |  | 40243 | 2,712.00 67.80 339.00 226.00 40243 | 2712 | 67.8 | 339 | 226 | 2712 | 67.8 | 339 | 226
40244 | 40244 | 100 mm diameter.................................................................................................................................................................... | [17 empty] | 3,179.53 |  |  |  | 79.10 |  |  | 452.00 | 316.40 |  | 40244 |  |  |  | 40244 | 3,179.53 79.10 452.00 316.40 40244 | 3179.53 | 79.1 | 452 | 316.4 | 3179.53 | 79.1 | 452 | 316.4
40245 | 40245 | 125 mm diameter.................................................................................................................................................................... | [17 empty] | 4,319.56 |  |  |  | 90.40 |  |  | 508.50 | 361.60 |  | 40245 |  |  |  | 40245 | 4,319.56 90.40 508.50 361.60 40245 | 4319.56 | 90.4 | 508.5 | 361.6 | 4319.56 | 90.4 | 508.5 | 361.6
40246 | 40246 | 150 mm diameter.................................................................................................................................................................... | [17 empty] | 5,459.59 |  |  |  | 113.00 |  |  | 565.00 | 452.00 |  | 40246 |  |  |  | 40246 | 5,459.59 113.00 565.00 452.00 40246 | 5459.59 | 113 | 565 | 452 | 5459.59 | 113 | 565 | 452
40247 | 40247 | 200 mm diameter.................................................................................................................................................................... | [17 empty] | 9,227.39 |  |  |  | 158.20 |  |  | 678.00 | 565.00 |  | 40247 |  |  |  | 40247 | 9,227.39 158.20 678.00 565.00 40247 | 9227.39 | 158.2 | 678 | 565 | 9227.39 | 158.2 | 678 | 565
40248 | 40248 | 250 mm diameter.................................................................................................................................................................... | [17 empty] | 13,948.71 |  |  |  | 226.00 |  |  | 791.00 | 678.00 |  | 40248 |  |  |  | 40248 | 13,948.71 226.00 791.00 678.00 40248 | 13948.71 | 226 | 791 | 678 | 13948.71 | 226 | 791 | 678
40249 | 40249 | 300 mm diameter.................................................................................................................................................................... | [17 empty] | 18,670.03 |  |  |  | 339.00 |  |  | 904.00 | 791.00 |  | 40249 |  |  |  | 40249 | 18,670.03 339.00 904.00 791.00 40249 | 18670.03 | 339 | 904 | 791 | 18670.03 | 339 | 904 | 791
40/23
40 | 40 | FIRE SERVICES | [10 empty] | 40
| Item | Item
FIRE RESISTANT CABLES
| Take | [24 empty] | Take
| (Note : The following Items 40250 to 40267 inclusive will only be paid for if ordered by | [17 empty] | Supply |  |  |  |  | down |  | down |  | Fix
| the Maintenance Surveyor in writing) | [9 empty] | and | [12 empty] | and |  | and set |  | only
| fix | [22 empty] | clear |  | aside for
| away | [24 empty] | re-use
BS 6387 Category B heat resistant cables c/w all necessary accessories : -
| A | [22 empty] | B |  | C |  | D
| Per linear metre |  |  |  |  | $ | [17 empty] | $ |  | $ |  | $
40250 | 40250 | 1.5 mm² 1-core........................................................................................................................................................................ | [17 empty] | 19.39 |  |  |  | 1.11 |  |  | 1.45 | 4.30 |  | 40250 |  |  |  | 40250 | 19.39 1.11 1.45 4.30 40250 | 19.39 | 1.11 | 1.45 | 4.3 | 19.39 | 1.11 | 1.45 | 4.3
40251 | 40251 | 2.5 mm² 1-core........................................................................................................................................................................ | [17 empty] | 22.12 |  |  |  | 1.11 |  |  | 1.45 | 4.30 |  | 40251 |  |  |  | 40251 | 22.12 1.11 1.45 4.30 40251 | 22.12 | 1.11 | 1.45 | 4.3 | 22.12 | 1.11 | 1.45 | 4.3
40252 | 40252 | 1.5 mm² 7-core........................................................................................................................................................................ | [17 empty] | 128.60 |  |  |  | 5.39 |  |  | 6.47 | 20.48 |  | 40252 |  |  |  | 40252 | 128.60 5.39 6.47 20.48 40252 | 128.6 | 5.39 | 6.47 | 20.48 | 128.6 | 5.39 | 6.47 | 20.48
40253 | 40253 | 2.5 mm² 7-core........................................................................................................................................................................ | [17 empty] | 151.00 |  |  |  | 6.47 |  |  | 7.54 | 23.71 |  | 40253 |  |  |  | 40253 | 151.00 6.47 7.54 23.71 40253 | 151 | 6.47 | 7.54 | 23.71 | 151 | 6.47 | 7.54 | 23.71
40254 | 40254 | 1.5 mm² 12-core...................................................................................................................................................................... | [17 empty] | 171.59 |  |  |  | 5.39 |  |  | 6.47 | 20.48 |  | 40254 |  |  |  | 40254 | 171.59 5.39 6.47 20.48 40254 | 171.59 | 5.39 | 6.47 | 20.48 | 171.59 | 5.39 | 6.47 | 20.48
40255 | 40255 | 2.5 mm² 12-core...................................................................................................................................................................... | [17 empty] | 199.31 |  |  |  | 6.47 |  |  | 7.54 | 23.71 |  | 40255 |  |  |  | 40255 | 199.31 6.47 7.54 23.71 40255 | 199.31 | 6.47 | 7.54 | 23.71 | 199.31 | 6.47 | 7.54 | 23.71
40256 | 40256 | 1.5 mm² 19-core...................................................................................................................................................................... | [17 empty] | 234.20 |  |  |  | 6.17 |  |  | 6.41 | 22.63 |  | 40256 |  |  |  | 40256 | 234.20 6.17 6.41 22.63 40256 | 234.2 | 6.17 | 6.41 | 22.63 | 234.2 | 6.17 | 6.41 | 22.63
40257 | 40257 | 2.5 mm² 19-core...................................................................................................................................................................... | [17 empty] | 312.62 |  |  |  | 6.47 |  |  | 7.54 | 25.86 |  | 40257 |  |  |  | 40257 | 312.62 6.47 7.54 25.86 40257 | 312.62 | 6.47 | 7.54 | 25.86 | 312.62 | 6.47 | 7.54 | 25.86
40258 | 40258 | 1.5 mm² 27-core...................................................................................................................................................................... | [17 empty] | 322.09 |  |  |  | 6.47 |  |  | 7.54 | 25.86 |  | 40258 |  |  |  | 40258 | 322.09 6.47 7.54 25.86 40258 | 322.09 | 6.47 | 7.54 | 25.86 | 322.09 | 6.47 | 7.54 | 25.86
40259 | 40259 | 2.5 mm² 27-core...................................................................................................................................................................... | [17 empty] | 380.32 |  |  |  | 7.54 |  |  | 8.63 | 28.03 |  | 40259 |  |  |  | 40259 | 380.32 7.54 8.63 28.03 40259 | 380.32 | 7.54 | 8.63 | 28.03 | 380.32 | 7.54 | 8.63 | 28.03
40260 | 40260 | 1.5 mm² 7-core PVC/ SWA/ PVC.......................................................................................................................................... | [17 empty] | 469.20 |  |  |  | 5.39 |  |  | 6.47 | 20.48 |  | 40260 |  |  |  | 40260 | 469.20 5.39 6.47 20.48 40260 | 469.2 | 5.39 | 6.47 | 20.48 | 469.2 | 5.39 | 6.47 | 20.48
40261 | 40261 | 2.5 mm² 7-core PVC/ SWA/ PVC.......................................................................................................................................... | [17 empty] | 534.43 |  |  |  | 6.47 |  |  | 7.54 | 23.71 |  | 40261 |  |  |  | 40261 | 534.43 6.47 7.54 23.71 40261 | 534.43 | 6.47 | 7.54 | 23.71 | 534.43 | 6.47 | 7.54 | 23.71
40262 | 40262 | 1.5 mm² 12-core PVC/ SWA/ PVC........................................................................................................................................ | [17 empty] | 630.79 |  |  |  | 5.39 |  |  | 6.47 | 20.48 |  | 40262 |  |  |  | 40262 | 630.79 5.39 6.47 20.48 40262 | 630.79 | 5.39 | 6.47 | 20.48 | 630.79 | 5.39 | 6.47 | 20.48
40263 | 40263 | 2.5 mm² 12-core PVC/ SWA/ PVC........................................................................................................................................ | [17 empty] | 656.05 |  |  |  | 6.47 |  |  | 7.54 | 24.79 |  | 40263 |  |  |  | 40263 | 656.05 6.47 7.54 24.79 40263 | 656.05 | 6.47 | 7.54 | 24.79 | 656.05 | 6.47 | 7.54 | 24.79
40264 | 40264 | 1.5 mm² 19-core PVC/ SWA/ PVC........................................................................................................................................ | [17 empty] | 788.77 |  |  |  | 5.39 |  |  | 6.47 | 22.63 |  | 40264 |  |  |  | 40264 | 788.77 5.39 6.47 22.63 40264 | 788.77 | 5.39 | 6.47 | 22.63 | 788.77 | 5.39 | 6.47 | 22.63
40265 | 40265 | 2.5 mm² 19-core PVC/ SWA/ PVC........................................................................................................................................ | [17 empty] | 868.24 |  |  |  | 6.47 |  |  | 7.54 | 25.86 |  | 40265 |  |  |  | 40265 | 868.24 6.47 7.54 25.86 40265 | 868.24 | 6.47 | 7.54 | 25.86 | 868.24 | 6.47 | 7.54 | 25.86
40266 | 40266 | 1.5 mm² 27-core PVC/ SWA/ PVC........................................................................................................................................ | [17 empty] | 893.80 |  |  |  | 6.47 |  |  | 7.54 | 25.86 |  | 40266 |  |  |  | 40266 | 893.80 6.47 7.54 25.86 40266 | 893.8 | 6.47 | 7.54 | 25.86 | 893.8 | 6.47 | 7.54 | 25.86
40267 | 40267 | 2.5 mm² 27-core PVC/ SWA/ PVC........................................................................................................................................ | [17 empty] | 971.28 |  |  |  | 7.54 |  |  | 8.63 | 28.03 |  | 40267 |  |  |  | 40267 | 971.28 7.54 8.63 28.03 40267 | 971.28 | 7.54 | 8.63 | 28.03 | 971.28 | 7.54 | 8.63 | 28.03
40/24
40 | 40 | FIRE SERVICES | [10 empty] | 40
| Item | Item
FIRE RESISTANT CABLES (CONT'D)
| Take | [24 empty] | Take
| (Note : The following Items 40268 to 40283 inclusive will only be paid for if ordered by | [17 empty] | Supply |  |  |  |  | down |  | down |  | Fix
| the Maintenance Surveyor in writing) | [9 empty] | and | [12 empty] | and |  | and set |  | only
| fix | [22 empty] | clear |  | aside for
| away | [24 empty] | re-use
BS 6387 Category CWZ heat resistant cables c/w all necessary accessories : -
| A | [22 empty] | B |  | C |  | D
| Per linear metre |  |  |  |  | $ | [17 empty] | $ |  | $ |  | $
40268 | 40268 | 10 mm² 1-core......................................................................................................................................................................... | [17 empty] | 61.36 |  |  |  | 1.70 |  |  | 2.04 | 5.39 |  | 40268 |  |  |  | 40268 | 61.36 1.70 2.04 5.39 40268 | 61.36 | 1.7 | 2.04 | 5.39 | 61.36 | 1.7 | 2.04 | 5.39
40269 | 40269 | 16 mm² 1-core......................................................................................................................................................................... | [17 empty] | 81.09 |  |  |  | 1.70 |  |  | 2.04 | 5.39 |  | 40269 |  |  |  | 40269 | 81.09 1.70 2.04 5.39 40269 | 81.09 | 1.7 | 2.04 | 5.39 | 81.09 | 1.7 | 2.04 | 5.39
40270 | 40270 | 25 mm² 1-core......................................................................................................................................................................... | [17 empty] | 101.34 |  |  |  | 2.15 |  |  | 2.60 | 7.54 |  | 40270 |  |  |  | 40270 | 101.34 2.15 2.60 7.54 40270 | 101.34 | 2.15 | 2.6 | 7.54 | 101.34 | 2.15 | 2.6 | 7.54
40271 | 40271 | 35 mm² 1-core......................................................................................................................................................................... | [17 empty] | 234.46 |  |  |  | 2.15 |  |  | 2.60 | 8.63 |  | 40271 |  |  |  | 40271 | 234.46 2.15 2.60 8.63 40271 | 234.46 | 2.15 | 2.6 | 8.63 | 234.46 | 2.15 | 2.6 | 8.63
40272 | 40272 | 50 mm² 1-core......................................................................................................................................................................... | [17 empty] | 271.58 |  |  |  | 2.62 |  |  | 3.18 | 9.70 |  | 40272 |  |  |  | 40272 | 271.58 2.62 3.18 9.70 40272 | 271.58 | 2.62 | 3.18 | 9.7 | 271.58 | 2.62 | 3.18 | 9.7
40273 | 40273 | 70 mm² 1-core......................................................................................................................................................................... | [17 empty] | 325.01 |  |  |  | 2.86 |  |  | 3.41 | 9.70 |  | 40273 |  |  |  | 40273 | 325.01 2.86 3.41 9.70 40273 | 325.01 | 2.86 | 3.41 | 9.7 | 325.01 | 2.86 | 3.41 | 9.7
40274 | 40274 | 95 mm² 1-core......................................................................................................................................................................... | [17 empty] | 387.96 |  |  |  | 3.23 |  |  | 4.30 | 12.94 |  | 40274 |  |  |  | 40274 | 387.96 3.23 4.30 12.94 40274 | 387.96 | 3.23 | 4.3 | 12.94 | 387.96 | 3.23 | 4.3 | 12.94
40275 | 40275 | 120 mm² 1-core....................................................................................................................................................................... | [17 empty] | 458.32 |  |  |  | 4.30 |  |  | 5.39 | 15.09 |  | 40275 |  |  |  | 40275 | 458.32 4.30 5.39 15.09 40275 | 458.32 | 4.3 | 5.39 | 15.09 | 458.32 | 4.3 | 5.39 | 15.09
40276 | 40276 | 10 mm² 4-core PVC/ SWA/ PVC........................................................................................................................................... | [17 empty] | 245.38 |  |  |  | 10.77 |  |  | 12.94 | 39.89 |  | 40276 |  |  |  | 40276 | 245.38 10.77 12.94 39.89 40276 | 245.38 | 10.77 | 12.94 | 39.89 | 245.38 | 10.77 | 12.94 | 39.89
40277 | 40277 | 16 mm² 4-core PVC/ SWA/ PVC........................................................................................................................................... | [17 empty] | 274.26 |  |  |  | 10.77 |  |  | 12.94 | 40.98 |  | 40277 |  |  |  | 40277 | 274.26 10.77 12.94 40.98 40277 | 274.26 | 10.77 | 12.94 | 40.98 | 274.26 | 10.77 | 12.94 | 40.98
40278 | 40278 | 25 mm² 4-core PVC/ SWA/ PVC........................................................................................................................................... | [17 empty] | 401.25 |  |  |  | 11.85 |  |  | 14.01 | 42.04 |  | 40278 |  |  |  | 40278 | 401.25 11.85 14.01 42.04 40278 | 401.25 | 11.85 | 14.01 | 42.04 | 401.25 | 11.85 | 14.01 | 42.04
40279 | 40279 | 35 mm² 4-core PVC/ SWA/ PVC........................................................................................................................................... | [17 empty] | 450.31 |  |  |  | 11.85 |  |  | 14.01 | 43.12 |  | 40279 |  |  |  | 40279 | 450.31 11.85 14.01 43.12 40279 | 450.31 | 11.85 | 14.01 | 43.12 | 450.31 | 11.85 | 14.01 | 43.12
40280 | 40280 | 50 mm² 4-core PVC/ SWA/ PVC........................................................................................................................................... | [17 empty] | 548.60 |  |  |  | 12.94 |  |  | 15.09 | 44.19 |  | 40280 |  |  |  | 40280 | 548.60 12.94 15.09 44.19 40280 | 548.6 | 12.94 | 15.09 | 44.19 | 548.6 | 12.94 | 15.09 | 44.19
40281 | 40281 | 70 mm² 4-core PVC/ SWA/ PVC........................................................................................................................................... | [17 empty] | 695.70 |  |  |  | 12.94 |  |  | 15.09 | 47.42 |  | 40281 |  |  |  | 40281 | 695.70 12.94 15.09 47.42 40281 | 695.7 | 12.94 | 15.09 | 47.42 | 695.7 | 12.94 | 15.09 | 47.42
40282 | 40282 | 95 mm² 4-core PVC/ SWA/ PVC........................................................................................................................................... | [17 empty] | 808.72 |  |  |  | 14.01 |  |  | 17.25 | 52.81 |  | 40282 |  |  |  | 40282 | 808.72 14.01 17.25 52.81 40282 | 808.72 | 14.01 | 17.25 | 52.81 | 808.72 | 14.01 | 17.25 | 52.81
40283 | 40283 | 120 mm² 4-core PVC/ SWA/ PVC......................................................................................................................................... | [17 empty] | 956.30 |  |  |  | 15.09 |  |  | 18.33 | 59.28 |  | 40283 |  |  |  | 40283 | 956.30 15.09 18.33 59.28 40283 | 956.3 | 15.09 | 18.33 | 59.28 | 956.3 | 15.09 | 18.33 | 59.28
40/25
40 | 40 | FIRE SERVICES | [10 empty] | 40
| Item | Item
FIRE RESISTANT CABLES (CONT'D)
| (Note : The following Items 40284 to 40299 inclusive will only be paid for if ordered by | [17 empty] | Take | [6 empty] | Take
| the Maintenance Surveyor in writing) | [9 empty] | Supply | [12 empty] | down |  | down |  | Fix
| and | [22 empty] | and |  | and set |  | only
| fix | [22 empty] | clear |  | aside for
| Low smoke zero halogen type fire resistant cable complying with BS6387 CWZ, | [16 empty] | away | [7 empty] | re-use
BS EN 50200, BE EN 61034-1, BE EN 50267-2 and BS 7629-1/ BS 7846 c/w all necessary
accessories : -
| A | [22 empty] | B |  | C |  | D
| Per linear metre |  |  |  |  | $ | [17 empty] | $ |  | $ |  | $
40284 | 40284 | 10 mm² 1-core......................................................................................................................................................................... | [17 empty] | 61.92 |  |  |  | 1.70 |  |  | 2.04 | 5.39 |  | 40284 |  |  |  | 40284 | 61.92 1.70 2.04 5.39 40284 | 61.92 | 1.7 | 2.04 | 5.39 | 61.92 | 1.7 | 2.04 | 5.39
40285 | 40285 | 16 mm² 1-core......................................................................................................................................................................... | [17 empty] | 81.40 |  |  |  | 1.70 |  |  | 2.04 | 5.39 |  | 40285 |  |  |  | 40285 | 81.40 1.70 2.04 5.39 40285 | 81.4 | 1.7 | 2.04 | 5.39 | 81.4 | 1.7 | 2.04 | 5.39
40286 | 40286 | 25 mm² 1-core......................................................................................................................................................................... | [17 empty] | 102.01 |  |  |  | 2.15 |  |  | 2.60 | 7.54 |  | 40286 |  |  |  | 40286 | 102.01 2.15 2.60 7.54 40286 | 102.01 | 2.15 | 2.6 | 7.54 | 102.01 | 2.15 | 2.6 | 7.54
40287 | 40287 | 35 mm² 1-core......................................................................................................................................................................... | [17 empty] | 236.33 |  |  |  | 2.15 |  |  | 2.60 | 8.63 |  | 40287 |  |  |  | 40287 | 236.33 2.15 2.60 8.63 40287 | 236.33 | 2.15 | 2.6 | 8.63 | 236.33 | 2.15 | 2.6 | 8.63
40288 | 40288 | 50 mm² 1-core......................................................................................................................................................................... | [17 empty] | 272.99 |  |  |  | 2.62 |  |  | 3.18 | 9.70 |  | 40288 |  |  |  | 40288 | 272.99 2.62 3.18 9.70 40288 | 272.99 | 2.62 | 3.18 | 9.7 | 272.99 | 2.62 | 3.18 | 9.7
40289 | 40289 | 70 mm² 1-core......................................................................................................................................................................... | [17 empty] | 326.59 |  |  |  | 2.86 |  |  | 3.41 | 9.70 |  | 40289 |  |  |  | 40289 | 326.59 2.86 3.41 9.70 40289 | 326.59 | 2.86 | 3.41 | 9.7 | 326.59 | 2.86 | 3.41 | 9.7
40290 | 40290 | 95 mm² 1-core......................................................................................................................................................................... | [17 empty] | 390.49 |  |  |  | 3.23 |  |  | 4.30 | 12.94 |  | 40290 |  |  |  | 40290 | 390.49 3.23 4.30 12.94 40290 | 390.49 | 3.23 | 4.3 | 12.94 | 390.49 | 3.23 | 4.3 | 12.94
40291 | 40291 | 120 mm² 1-core....................................................................................................................................................................... | [17 empty] | 461.71 |  |  |  | 4.30 |  |  | 5.39 | 15.09 |  | 40291 |  |  |  | 40291 | 461.71 4.30 5.39 15.09 40291 | 461.71 | 4.3 | 5.39 | 15.09 | 461.71 | 4.3 | 5.39 | 15.09
40292 | 40292 | 10 mm² 4-core......................................................................................................................................................................... | [17 empty] | 247.99 |  |  |  | 10.77 |  |  | 12.94 | 39.89 |  | 40292 |  |  |  | 40292 | 247.99 10.77 12.94 39.89 40292 | 247.99 | 10.77 | 12.94 | 39.89 | 247.99 | 10.77 | 12.94 | 39.89
40293 | 40293 | 16 mm² 4-core......................................................................................................................................................................... | [17 empty] | 277.33 |  |  |  | 10.77 |  |  | 12.94 | 40.98 |  | 40293 |  |  |  | 40293 | 277.33 10.77 12.94 40.98 40293 | 277.33 | 10.77 | 12.94 | 40.98 | 277.33 | 10.77 | 12.94 | 40.98
40294 | 40294 | 25 mm² 4-core......................................................................................................................................................................... | [17 empty] | 406.52 |  |  |  | 11.85 |  |  | 14.01 | 42.04 |  | 40294 |  |  |  | 40294 | 406.52 11.85 14.01 42.04 40294 | 406.52 | 11.85 | 14.01 | 42.04 | 406.52 | 11.85 | 14.01 | 42.04
40295 | 40295 | 35 mm² 4-core......................................................................................................................................................................... | [17 empty] | 455.06 |  |  |  | 11.85 |  |  | 14.01 | 43.12 |  | 40295 |  |  |  | 40295 | 455.06 11.85 14.01 43.12 40295 | 455.06 | 11.85 | 14.01 | 43.12 | 455.06 | 11.85 | 14.01 | 43.12
40296 | 40296 | 50 mm² 4-core......................................................................................................................................................................... | [17 empty] | 553.04 |  |  |  | 12.94 |  |  | 15.09 | 44.19 |  | 40296 |  |  |  | 40296 | 553.04 12.94 15.09 44.19 40296 | 553.04 | 12.94 | 15.09 | 44.19 | 553.04 | 12.94 | 15.09 | 44.19
40297 | 40297 | 70 mm² 4-core......................................................................................................................................................................... | [17 empty] | 703.35 |  |  |  | 12.94 |  |  | 15.09 | 47.42 |  | 40297 |  |  |  | 40297 | 703.35 12.94 15.09 47.42 40297 | 703.35 | 12.94 | 15.09 | 47.42 | 703.35 | 12.94 | 15.09 | 47.42
40298 | 40298 | 95 mm² 4-core......................................................................................................................................................................... | [17 empty] | 817.83 |  |  |  | 14.01 |  |  | 17.25 | 52.81 |  | 40298 |  |  |  | 40298 | 817.83 14.01 17.25 52.81 40298 | 817.83 | 14.01 | 17.25 | 52.81 | 817.83 | 14.01 | 17.25 | 52.81
40299 | 40299 | 120 mm² 4-core....................................................................................................................................................................... | [17 empty] | 966.82 |  |  |  | 15.09 |  |  | 18.33 | 59.28 |  | 40299 |  |  |  | 40299 | 966.82 15.09 18.33 59.28 40299 | 966.82 | 15.09 | 18.33 | 59.28 | 966.82 | 15.09 | 18.33 | 59.28
40/26
40 | 40 | FIRE SERVICES | [10 empty] | 40
| Item | Item
GAS TOTAL FLOODING SYSTEM
| Take | [24 empty] | Take
| Supply | [22 empty] | down |  | down |  | Fix
| FM-200 gas cylinder c/w discharge valve with safety device, check valve, manifolds, | [17 empty] | and |  |  |  |  | and |  | and set |  | only
| pressure gauge, low pressure switch, dip tubes, liquid level indicator, mounting | [16 empty] | fix | [5 empty] | clear |  | aside for
| brackets, nameplate, signal wiring and all necessary accessories (including design | [16 empty] | away | [7 empty] | re-use
and calculation for the gas total flooding system) : -
| A | [22 empty] | B |  | C |  | D
| Each |  |  | $ | [19 empty] | $ |  | $ |  | $
40300 | 40300 | 27 - 40 kg................................................................................................................................................................................. | [17 empty] | 24,083.64 |  |  |  | 117.48 |  |  | 130.43 | 847.19 |  | 40300 |  |  |  | 40300 | 24,083.64 117.48 130.43 847.19 40300 | 24083.64 | 117.48 | 130.43 | 847.19 | 24083.64 | 117.48 | 130.43 | 847.19
40301 | 40301 | 40 - 50 kg................................................................................................................................................................................. | [17 empty] | 28,384.80 |  |  |  | 130.43 |  |  | 143.35 | 949.59 |  | 40301 |  |  |  | 40301 | 28,384.80 130.43 143.35 949.59 40301 | 28384.8 | 130.43 | 143.35 | 949.59 | 28384.8 | 130.43 | 143.35 | 949.59
40302 | 40302 | 50 - 70 kg................................................................................................................................................................................. | [17 empty] | 37,396.77 |  |  |  | 143.35 |  |  | 156.29 | 1,057.38 |  | 40302 |  |  |  | 40302 | 37,396.77 143.35 156.29 1,057.38 40302 | 37396.77 | 143.35 | 156.29 | 1057.38 | 37396.77 | 143.35 | 156.29 | 1057.38
40303 | 40303 | 70 - 100 kg............................................................................................................................................................................... | [17 empty] | 50,084.28 |  |  |  | 156.29 |  |  | 169.23 | 1,160.85 |  | 40303 |  |  |  | 40303 | 50,084.28 156.29 169.23 1,160.85 40303 | 50084.28 | 156.29 | 169.23 | 1160.85 | 50084.28 | 156.29 | 169.23 | 1160.85
40304 | 40304 | 100 - 140 kg............................................................................................................................................................................ | [17 empty] | 66,506.46 |  |  |  | 169.23 |  |  | 182.15 | 1,272.95 |  | 40304 |  |  |  | 40304 | 66,506.46 169.23 182.15 1,272.95 40304 | 66506.46 | 169.23 | 182.15 | 1272.95 | 66506.46 | 169.23 | 182.15 | 1272.95
40305 | 40305 | 140 - 180 kg............................................................................................................................................................................ | [17 empty] | 83,831.24 |  |  |  | 182.15 |  |  | 195.09 | 1,377.50 |  | 40305 |  |  |  | 40305 | 83,831.24 182.15 195.09 1,377.50 40305 | 83831.24 | 182.15 | 195.09 | 1377.5 | 83831.24 | 182.15 | 195.09 | 1377.5
40306 | 40306 | Discharge nozzle..................................................................................................................................................................... | [17 empty] | 431.99 |  |  |  | 13.49 |  |  | 14.16 | 31.26 |  | 40306 |  |  |  | 40306 | 431.99 13.49 14.16 31.26 40306 | 431.99 | 13.49 | 14.16 | 31.26 | 431.99 | 13.49 | 14.16 | 31.26
FM-200 system control and indicating panel c/w control wiring, signal wiring with
main fire alarm control panel, coincidence unit, electronic components,
battery/ charger and all necessary accessories (including design and calculation for the
gas total flooding system) : -
Each
40307 | 40307 | Panel of 2 zones...................................................................................................................................................................... | [17 empty] | 6,890.18 |  |  |  | 47.42 |  |  | 49.59 | 282.40 |  | 40307 |  |  |  | 40307 | 6,890.18 47.42 49.59 282.40 40307 | 6890.18 | 47.42 | 49.59 | 282.4 | 6890.18 | 47.42 | 49.59 | 282.4
40308 | 40308 | Panel of 4 zones...................................................................................................................................................................... | [17 empty] | 11,543.74 |  |  |  | 48.50 |  |  | 50.67 | 292.10 |  | 40308 |  |  |  | 40308 | 11,543.74 48.50 50.67 292.10 40308 | 11543.74 | 48.5 | 50.67 | 292.1 | 11543.74 | 48.5 | 50.67 | 292.1
40309 | 40309 | Panel of 8 zones...................................................................................................................................................................... | [17 empty] | 15,610.31 |  |  |  | 50.67 |  |  | 53.90 | 306.10 |  | 40309 |  |  |  | 40309 | 15,610.31 50.67 53.90 306.10 40309 | 15610.31 | 50.67 | 53.9 | 306.1 | 15610.31 | 50.67 | 53.9 | 306.1
40310 | 40310 | System odoriser....................................................................................................................................................................... | [17 empty] | 1,501.66 |  |  |  | 21.56 |  |  | 26.94 | 90.53 |  | 40310 |  |  |  | 40310 | 1,501.66 21.56 26.94 90.53 40310 | 1501.66 | 21.56 | 26.94 | 90.53 | 1501.66 | 21.56 | 26.94 | 90.53
Heavy galvanized steel pipework to BS EN 10255 but welded and fittings to BS EN 10241
c/w all necessary accessories (including design and calculation for the gas total flooding
system) : -
Per linear metre
40311 | 40311 | 20 mm diameter....................................................................................................................................................................... | [17 empty] | 95.19 |  |  |  | 3.84 |  |  | 4.11 | 63.59 |  | 40311 |  |  |  | 40311 | 95.19 3.84 4.11 63.59 40311 | 95.19 | 3.84 | 4.11 | 63.59 | 95.19 | 3.84 | 4.11 | 63.59
40312 | 40312 | 25 mm diameter....................................................................................................................................................................... | [17 empty] | 115.03 |  |  |  | 4.41 |  |  | 4.54 | 68.98 |  | 40312 |  |  |  | 40312 | 115.03 4.41 4.54 68.98 40312 | 115.03 | 4.41 | 4.54 | 68.98 | 115.03 | 4.41 | 4.54 | 68.98
40313 | 40313 | 32 mm diameter....................................................................................................................................................................... | [17 empty] | 135.83 |  |  |  | 5.06 |  |  | 5.20 | 73.31 |  | 40313 |  |  |  | 40313 | 135.83 5.06 5.20 73.31 40313 | 135.83 | 5.06 | 5.2 | 73.31 | 135.83 | 5.06 | 5.2 | 73.31
40314 | 40314 | 40 mm diameter....................................................................................................................................................................... | [17 empty] | 148.36 |  |  |  | 5.54 |  |  | 5.60 | 79.75 |  | 40314 |  |  |  | 40314 | 148.36 5.54 5.60 79.75 40314 | 148.36 | 5.54 | 5.6 | 79.75 | 148.36 | 5.54 | 5.6 | 79.75
40/27
40 | 40 | FIRE SERVICES | [10 empty] | 40
| Item | Item
GAS TOTAL FLOODING SYSTEM (CONT'D)
| Take | [24 empty] | Take
| Supply | [22 empty] | down |  | down |  | Fix
| Mild steel pipework to BS EN 10216-1 and BS EN 10217-1 and fittings to BE EN 10241 | [17 empty] | and |  |  |  |  | and |  | and set |  | only
| c/w all necessary accessories (including design and calculation for the gas total flooding | [17 empty] | fix |  |  |  |  | clear |  | aside for
| system) : - |  |  |  | away | [20 empty] | re-use
| A | [22 empty] | B |  | C |  | D
| Per linear metre |  |  |  |  | $ | [17 empty] | $ |  | $ |  | $
40315 | 40315 | 50 mm diameter....................................................................................................................................................................... | [17 empty] | 272.12 |  |  |  | 7.29 |  |  | 7.92 | 108.87 |  | 40315 |  |  |  | 40315 | 272.12 7.29 7.92 108.87 40315 | 272.12 | 7.29 | 7.92 | 108.87 | 272.12 | 7.29 | 7.92 | 108.87
40316 | 40316 | 65 mm diameter....................................................................................................................................................................... | [17 empty] | 329.86 |  |  |  | 8.63 |  |  | 9.70 | 126.11 |  | 40316 |  |  |  | 40316 | 329.86 8.63 9.70 126.11 40316 | 329.86 | 8.63 | 9.7 | 126.11 | 329.86 | 8.63 | 9.7 | 126.11
40317 | 40317 | 80 mm diameter....................................................................................................................................................................... | [17 empty] | 401.29 |  |  |  | 9.70 |  |  | 10.77 | 139.04 |  | 40317 |  |  |  | 40317 | 401.29 9.70 10.77 139.04 40317 | 401.29 | 9.7 | 10.77 | 139.04 | 401.29 | 9.7 | 10.77 | 139.04
40318 | 40318 | 100 mm diameter.................................................................................................................................................................... | [17 empty] | 517.74 |  |  |  | 10.77 |  |  | 11.85 | 176.77 |  | 40318 |  |  |  | 40318 | 517.74 10.77 11.85 176.77 40318 | 517.74 | 10.77 | 11.85 | 176.77 | 517.74 | 10.77 | 11.85 | 176.77
Mild steel pipework to BS EN 10216-1 and BS EN 10217-1 and fittings to BS EN 1759-1
c/w all necessary accessories (including design and calculation for the gas total flooding
system) : -
Per linear metre
40319 | 40319 | 150 mm diameter.................................................................................................................................................................... | [17 empty] | 735.18 |  |  |  | 19.39 |  |  | 20.48 | 234.98 |  | 40319 |  |  |  | 40319 | 735.18 19.39 20.48 234.98 40319 | 735.18 | 19.39 | 20.48 | 234.98 | 735.18 | 19.39 | 20.48 | 234.98
Equipment/ components for FM-200 system c/w all necessary accessories and
connected to control/ indication panel : -
Each
40320 | 40320 | Gas release actuator................................................................................................................................................................. | [17 empty] | 1,657.52 |  |  |  | 77.61 |  |  | 93.78 | 324.43 |  | 40320 |  |  |  | 40320 | 1,657.52 77.61 93.78 324.43 40320 | 1657.52 | 77.61 | 93.78 | 324.43 | 1657.52 | 77.61 | 93.78 | 324.43
40321 | 40321 | Lock off/ indication panel....................................................................................................................................................... | [17 empty] | 2,496.49 |  |  |  | 46.35 |  |  | 49.59 | 184.32 |  | 40321 |  |  |  | 40321 | 2,496.49 46.35 49.59 184.32 40321 | 2496.49 | 46.35 | 49.59 | 184.32 | 2496.49 | 46.35 | 49.59 | 184.32
40322 | 40322 | Gas discharge flashing light.................................................................................................................................................... | [17 empty] | 391.57 |  |  |  | 37.72 |  |  | 42.04 | 154.14 |  | 40322 |  |  |  | 40322 | 391.57 37.72 42.04 154.14 40322 | 391.57 | 37.72 | 42.04 | 154.14 | 391.57 | 37.72 | 42.04 | 154.14
40323 | 40323 | Manual release pull unit.......................................................................................................................................................... | [17 empty] | 526.90 |  |  |  | 50.67 |  |  | 59.28 | 218.80 |  | 40323 |  |  |  | 40323 | 526.90 50.67 59.28 218.80 40323 | 526.9 | 50.67 | 59.28 | 218.8 | 526.9 | 50.67 | 59.28 | 218.8
40324 | 40324 | Yodalarm................................................................................................................................................................................. | [17 empty] | 890.32 |  |  |  | 50.67 |  |  | 59.28 | 218.80 |  | 40324 |  |  |  | 40324 | 890.32 50.67 59.28 218.80 40324 | 890.32 | 50.67 | 59.28 | 218.8 | 890.32 | 50.67 | 59.28 | 218.8
40325 | 40325 | Abort unit................................................................................................................................................................................ | [17 empty] | 754.36 |  |  |  | 50.67 |  |  | 59.28 | 218.80 |  | 40325 |  |  |  | 40325 | 754.36 50.67 59.28 218.80 40325 | 754.36 | 50.67 | 59.28 | 218.8 | 754.36 | 50.67 | 59.28 | 218.8
40326 | 40326 | Compartment protected by FM-200 system warning notice.................................................................................................. | [17 empty] | 165.38 |  |  |  | 3.08 |  |  | 3.65 | 19.39 |  | 40326 |  |  |  | 40326 | 165.38 3.08 3.65 19.39 40326 | 165.38 | 3.08 | 3.65 | 19.39 | 165.38 | 3.08 | 3.65 | 19.39
40327 | 40327 | Smoke detector point compatible with panel......................................................................................................................... | [17 empty] | 645.62 |  |  |  | 50.67 |  |  | 59.28 | 218.80 |  | 40327 |  |  |  | 40327 | 645.62 50.67 59.28 218.80 40327 | 645.62 | 50.67 | 59.28 | 218.8 | 645.62 | 50.67 | 59.28 | 218.8
40328 | 40328 | Auto/ manual key switch unit with housing........................................................................................................................... | [17 empty] | 983.49 |  |  |  | 50.67 |  |  | 59.28 | 227.42 |  | 40328 |  |  |  | 40328 | 983.49 50.67 59.28 227.42 40328 | 983.49 | 50.67 | 59.28 | 227.42 | 983.49 | 50.67 | 59.28 | 227.42
40329 | 40329 | Warning light for evacuation and gas discharge.................................................................................................................... | [17 empty] | 552.63 |  |  |  | 50.67 |  |  | 59.28 | 218.80 |  | 40329 |  |  |  | 40329 | 552.63 50.67 59.28 218.80 40329 | 552.63 | 50.67 | 59.28 | 218.8 | 552.63 | 50.67 | 59.28 | 218.8
40330 | 40330 | Agent release module for parallel wiring of agent initiators c/w all necessary accessories ................................................. | [17 empty] | 538.78 |  |  |  | 50.67 |  |  | 59.28 | 218.80 |  | 40330 |  |  |  | 40330 | 538.78 50.67 59.28 218.80 40330 | 538.78 | 50.67 | 59.28 | 218.8 | 538.78 | 50.67 | 59.28 | 218.8
Sundries : -
Per kg
40331 | 40331 | Charge/ recharge/ refilling gas into cylinder including all necessary works and delivery ................................................... | [17 empty] | 468.15 |  |  |  | - |  |  | - | - |  | 40331 |  |  |  | 40331 | 468.15 - - - 40331 | 468.15 | #VALUE! | #VALUE! | #VALUE! | 468.15 | - | - | -
40/28
40 | 40 | FIRE SERVICES | [10 empty] | 40
| Item | Item
| PORTABLE EQUIPMENT | [9 empty] | Take | [14 empty] | Take
| Supply | [22 empty] | down |  | down |  | Fix
| and | [22 empty] | and |  | and set |  | only
| Portable equipment c/w mounting framework, bracket and all necessary accessories : - | [17 empty] | fix |  |  |  |  | clear |  | aside for
| away | [24 empty] | re-use
| A | [22 empty] | B |  | C |  | D
| Each |  |  | $ | [19 empty] | $ |  | $ |  | $
40332 | 40332 | 2 kg or below dry powder fire extinguisher............................................................................................................................ | [17 empty] | 366.73 |  |  |  | 11.85 |  |  | 12.94 | 70.06 |  | 40332 |  |  |  | 40332 | 366.73 11.85 12.94 70.06 40332 | 366.73 | 11.85 | 12.94 | 70.06 | 366.73 | 11.85 | 12.94 | 70.06
40333 | 40333 | 2 - 4 kg dry powder fire extinguisher...................................................................................................................................... | [17 empty] | 428.53 |  |  |  | 11.85 |  |  | 12.94 | 70.06 |  | 40333 |  |  |  | 40333 | 428.53 11.85 12.94 70.06 40333 | 428.53 | 11.85 | 12.94 | 70.06 | 428.53 | 11.85 | 12.94 | 70.06
40334 | 40334 | 4 - 5 kg dry powder fire extinguisher...................................................................................................................................... | [17 empty] | 536.68 |  |  |  | 11.85 |  |  | 12.94 | 70.06 |  | 40334 |  |  |  | 40334 | 536.68 11.85 12.94 70.06 40334 | 536.68 | 11.85 | 12.94 | 70.06 | 536.68 | 11.85 | 12.94 | 70.06
40335 | 40335 | 5 - 9 kg dry powder fire extinguisher...................................................................................................................................... | [17 empty] | 613.93 |  |  |  | 11.85 |  |  | 12.94 | 73.31 |  | 40335 |  |  |  | 40335 | 613.93 11.85 12.94 73.31 40335 | 613.93 | 11.85 | 12.94 | 73.31 | 613.93 | 11.85 | 12.94 | 73.31
40336 | 40336 | 4.5 litres water type fire extinguisher..................................................................................................................................... | [17 empty] | 302.01 |  |  |  | 11.85 |  |  | 12.94 | 70.06 |  | 40336 |  |  |  | 40336 | 302.01 11.85 12.94 70.06 40336 | 302.01 | 11.85 | 12.94 | 70.06 | 302.01 | 11.85 | 12.94 | 70.06
40337 | 40337 | 9 litres water type fire extinguisher........................................................................................................................................ | [17 empty] | 336.81 |  |  |  | 11.85 |  |  | 12.94 | 73.31 |  | 40337 |  |  |  | 40337 | 336.81 11.85 12.94 73.31 40337 | 336.81 | 11.85 | 12.94 | 73.31 | 336.81 | 11.85 | 12.94 | 73.31
40338 | 40338 | 2 kg or below CO2 type fire extinguisher………………………………………………………………………………. | [17 empty] | 215.44 |  |  |  | 11.85 |  |  | 12.94 | 70.06 |  | 40338 |  |  |  | 40338 | 215.44 11.85 12.94 70.06 40338 | 215.44 | 11.85 | 12.94 | 70.06 | 215.44 | 11.85 | 12.94 | 70.06
40339 | 40339 | 2 - 4 kg CO2 type fire extinguisher……………………………………………………………………………………….. | [17 empty] | 323.69 |  |  |  | 11.85 |  |  | 12.94 | 70.06 |  | 40339 |  |  |  | 40339 | 323.69 11.85 12.94 70.06 40339 | 323.69 | 11.85 | 12.94 | 70.06 | 323.69 | 11.85 | 12.94 | 70.06
40340 | 40340 | 4 - 5 kg CO2 type fire extinguisher…………………………………………………………………………………….. | [17 empty] | 486.07 |  |  |  | 11.85 |  |  | 12.94 | 70.06 |  | 40340 |  |  |  | 40340 | 486.07 11.85 12.94 70.06 40340 | 486.07 | 11.85 | 12.94 | 70.06 | 486.07 | 11.85 | 12.94 | 70.06
40341 | 40341 | 5 - 9 kg CO2 type fire extinguisher…………………………………………………………………………………….. | [17 empty] | 973.19 |  |  |  | 11.85 |  |  | 12.94 | 73.31 |  | 40341 |  |  |  | 40341 | 973.19 11.85 12.94 73.31 40341 | 973.19 | 11.85 | 12.94 | 73.31 | 973.19 | 11.85 | 12.94 | 73.31
40342 | 40342 | 4.5 litres foam type fire extinguisher...................................................................................................................................... | [17 empty] | 327.71 |  |  |  | 11.85 |  |  | 12.94 | 70.06 |  | 40342 |  |  |  | 40342 | 327.71 11.85 12.94 70.06 40342 | 327.71 | 11.85 | 12.94 | 70.06 | 327.71 | 11.85 | 12.94 | 70.06
40343 | 40343 | 9 litres foam type fire extinguisher......................................................................................................................................... | [17 empty] | 334.91 |  |  |  | 11.85 |  |  | 12.94 | 73.31 |  | 40343 |  |  |  | 40343 | 334.91 11.85 12.94 73.31 40343 | 334.91 | 11.85 | 12.94 | 73.31 | 334.91 | 11.85 | 12.94 | 73.31
40344 | 40344 | 9 litres CO2 type water fire extinguisher……………………………………………………………………...……….. | [17 empty] | 622.29 |  |  |  | 11.85 |  |  | 12.94 | 73.31 |  | 40344 |  |  |  | 40344 | 622.29 11.85 12.94 73.31 40344 | 622.29 | 11.85 | 12.94 | 73.31 | 622.29 | 11.85 | 12.94 | 73.31
Refilling of portable fire extinguisher : -
Per kg
40345 | 40345 | CO2 refill…………………………………………………………………………………………………………………. | [17 empty] | 46.48 |  |  |  | - |  |  | - | - |  | 40345 |  |  |  | 40345 | 46.48 - - - 40345 | 46.48 | #VALUE! | #VALUE! | #VALUE! | 46.48 | - | - | -
Per litres
40346 | 40346 | Water refill.............................................................................................................................................................................. | [17 empty] | 33.30 |  |  |  | - |  |  | - | - |  | 40346 |  |  |  | 40346 | 33.30 - - - 40346 | 33.3 | #VALUE! | #VALUE! | #VALUE! | 33.3 | - | - | -
40347 | 40347 | Foam refill............................................................................................................................................................................... | [17 empty] | 33.30 |  |  |  | - |  |  | - | - |  | 40347 |  |  |  | 40347 | 33.30 - - - 40347 | 33.3 | #VALUE! | #VALUE! | #VALUE! | 33.3 | - | - | -
Sundries : -
Each
40348 | 40348 | Sand bucket............................................................................................................................................................................. | [17 empty] | 196.10 |  |  |  | 2.97 |  |  | 3.03 | 4.30 |  | 40348 |  |  |  | 40348 | 196.10 2.97 3.03 4.30 40348 | 196.1 | 2.97 | 3.03 | 4.3 | 196.1 | 2.97 | 3.03 | 4.3
40349 | 40349 | Fire blanket, heavy type.......................................................................................................................................................... | [17 empty] | 309.57 |  |  |  | 5.39 |  |  | 6.47 | 14.01 |  | 40349 |  |  |  | 40349 | 309.57 5.39 6.47 14.01 40349 | 309.57 | 5.39 | 6.47 | 14.01 | 309.57 | 5.39 | 6.47 | 14.01
40/29
40 | 40 | FIRE SERVICES | [10 empty] | 40
| Item | Item
| AUTOMATIC FIXED SPRAYER UNITS | [12 empty] | Take | [11 empty] | Take
| Supply | [22 empty] | down |  | down |  | Fix
| and | [22 empty] | and |  | and set |  | only
| HCFC-124 automatic type fixed sprayer unit and all necessary accessories : - | [16 empty] | fix | [5 empty] | clear |  | aside for
| away | [24 empty] | re-use
| A | [22 empty] | B |  | C |  | D
| Each |  |  | $ | [19 empty] | $ |  | $ |  | $
40350 | 40350 | Up to 5.7 kg............................................................................................................................................................................. | [17 empty] | - |  |  |  | 92.69 |  |  | 103.48 | 409.58 |  | 40350 |  |  |  | 40350 | - 92.69 103.48 409.58 40350 | #VALUE! | 92.69 | 103.48 | 409.58 | - | 92.69 | 103.48 | 409.58
40351 | 40351 | 5.7 - 7.2 kg............................................................................................................................................................................... | [17 empty] | - |  |  |  | 95.93 |  |  | 105.62 | 425.75 |  | 40351 |  |  |  | 40351 | - 95.93 105.62 425.75 40351 | #VALUE! | 95.93 | 105.62 | 425.75 | - | 95.93 | 105.62 | 425.75
40352 | 40352 | 7.2 - 10.7 kg............................................................................................................................................................................. | [17 empty] | - |  |  |  | 99.17 |  |  | 108.87 | 446.24 |  | 40352 |  |  |  | 40352 | - 99.17 108.87 446.24 40352 | #VALUE! | 99.17 | 108.87 | 446.24 | - | 99.17 | 108.87 | 446.24
40353 | 40353 | 10.7 - 13.8 kg.......................................................................................................................................................................... | [17 empty] | - |  |  |  | 101.32 |  |  | 112.10 | 463.47 |  | 40353 |  |  |  | 40353 | - 101.32 112.10 463.47 40353 | #VALUE! | 101.32 | 112.1 | 463.47 | - | 101.32 | 112.1 | 463.47
40354 | 40354 | 13.8 - 15.3 kg.......................................................................................................................................................................... | [17 empty] | - |  |  |  | 104.55 |  |  | 114.25 | 482.89 |  | 40354 |  |  |  | 40354 | - 104.55 114.25 482.89 40354 | #VALUE! | 104.55 | 114.25 | 482.89 | - | 104.55 | 114.25 | 482.89
40355 | 40355 | 15.3 - 19.5 kg.......................................................................................................................................................................... | [17 empty] | - |  |  |  | 107.79 |  |  | 117.48 | 500.12 |  | 40355 |  |  |  | 40355 | - 107.79 117.48 500.12 40355 | #VALUE! | 107.79 | 117.48 | 500.12 | - | 107.79 | 117.48 | 500.12
NAFS-III automatic type fixed sprayer unit and all necessary accessories : -
Each
40356 | 40356 | Up to 4 kg................................................................................................................................................................................ | [17 empty] | - |  |  |  | 93.78 |  |  | 106.72 | 418.21 |  | 40356 |  |  |  | 40356 | - 93.78 106.72 418.21 40356 | #VALUE! | 93.78 | 106.72 | 418.21 | - | 93.78 | 106.72 | 418.21
40357 | 40357 | 4 - 9 kg..................................................................................................................................................................................... | [17 empty] | - |  |  |  | 100.25 |  |  | 113.17 | 466.71 |  | 40357 |  |  |  | 40357 | - 100.25 113.17 466.71 40357 | #VALUE! | 100.25 | 113.17 | 466.71 | - | 100.25 | 113.17 | 466.71
40358 | 40358 | 9 - 16 kg................................................................................................................................................................................... | [17 empty] | - |  |  |  | 142.28 |  |  | 162.75 | 647.79 |  | 40358 |  |  |  | 40358 | - 142.28 162.75 647.79 40358 | #VALUE! | 142.28 | 162.75 | 647.79 | - | 142.28 | 162.75 | 647.79
FM-200 automatic/ manual discharge fire extinguisher, wall/ ceiling mounted type c/w FM-200
warning plate and all necessary accessories : -
Each
40359 | 40359 | Up to 3 kg................................................................................................................................................................................ | [17 empty] | 9,492.00 |  |  |  | 248.60 |  |  | 277.54 | 452.00 |  | 40359 |  |  |  | 40359 | 9,492.00 248.60 277.54 452.00 40359 | 9492 | 248.6 | 277.54 | 452 | 9492 | 248.6 | 277.54 | 452
40360 | 40360 | 3 - 6 kg..................................................................................................................................................................................... | [17 empty] | 11,074.00 |  |  |  | 271.20 |  |  | 298.59 | 508.50 |  | 40360 |  |  |  | 40360 | 11,074.00 271.20 298.59 508.50 40360 | 11074 | 271.2 | 298.59 | 508.5 | 11074 | 271.2 | 298.59 | 508.5
40361 | 40361 | 6 - 9 kg..................................................................................................................................................................................... | [17 empty] | 14,238.00 |  |  |  | 293.80 |  |  | 322.54 | 542.40 |  | 40361 |  |  |  | 40361 | 14,238.00 293.80 322.54 542.40 40361 | 14238 | 293.8 | 322.54 | 542.4 | 14238 | 293.8 | 322.54 | 542.4
40362 | 40362 | 9 - 12 kg................................................................................................................................................................................... | [17 empty] | 17,402.00 |  |  |  | 316.40 |  |  | 350.06 | 587.60 |  | 40362 |  |  |  | 40362 | 17,402.00 316.40 350.06 587.60 40362 | 17402 | 316.4 | 350.06 | 587.6 | 17402 | 316.4 | 350.06 | 587.6
40363 | 40363 | 12 - 15 kg................................................................................................................................................................................. | [17 empty] | 20,566.00 |  |  |  | 339.00 |  |  | 370.45 | 632.80 |  | 40363 |  |  |  | 40363 | 20,566.00 339.00 370.45 632.80 40363 | 20566 | 339 | 370.45 | 632.8 | 20566 | 339 | 370.45 | 632.8
40364 | 40364 | 15 - 18 kg................................................................................................................................................................................. | [17 empty] | 23,730.00 |  |  |  | 361.60 |  |  | 394.11 | 678.00 |  | 40364 |  |  |  | 40364 | 23,730.00 361.60 394.11 678.00 40364 | 23730 | 361.6 | 394.11 | 678 | 23730 | 361.6 | 394.11 | 678
40365 | 40365 | 18 - 21 kg................................................................................................................................................................................. | [17 empty] | 26,894.00 |  |  |  | 384.20 |  |  | 417.77 | 723.20 |  | 40365 |  |  |  | 40365 | 26,894.00 384.20 417.77 723.20 40365 | 26894 | 384.2 | 417.77 | 723.2 | 26894 | 384.2 | 417.77 | 723.2
40366 | 40366 | 21 - 24 kg................................................................................................................................................................................. | [17 empty] | 30,058.00 |  |  |  | 406.80 |  |  | 441.43 | 768.40 |  | 40366 |  |  |  | 40366 | 30,058.00 406.80 441.43 768.40 40366 | 30058 | 406.8 | 441.43 | 768.4 | 30058 | 406.8 | 441.43 | 768.4
40367 | 40367 | 24 - 27 kg................................................................................................................................................................................. | [17 empty] | 33,222.00 |  |  |  | 429.40 |  |  | 465.09 | 813.60 |  | 40367 |  |  |  | 40367 | 33,222.00 429.40 465.09 813.60 40367 | 33222 | 429.4 | 465.09 | 813.6 | 33222 | 429.4 | 465.09 | 813.6
40368 | 40368 | 27 - 30 kg................................................................................................................................................................................. | [17 empty] | 36,386.00 |  |  |  | 452.00 |  |  | 488.75 | 858.80 |  | 40368 |  |  |  | 40368 | 36,386.00 452.00 488.75 858.80 40368 | 36386 | 452 | 488.75 | 858.8 | 36386 | 452 | 488.75 | 858.8
40/30
40 | 40 | FIRE SERVICES | [10 empty] | 40
| Item | Item
AUDIO/ VISUAL ADVISORY SYSTEM
| Take | [24 empty] | Take
| Supply | [22 empty] | down |  | down |  | Fix
| Design, supply and install audio/ visual fire alarm equipment; electrical and control | [17 empty] | and |  |  |  |  | and |  | and set |  | only
| points c/w cables, conduit (surface or concealed in partitions and ceiling) and all | [16 empty] | fix | [5 empty] | clear |  | aside for
| necessary accessories and connected to the audio/ visual fire alarm control panel : - | [17 empty] | away | [6 empty] | re-use
| A | [22 empty] | B |  | C |  | D
| Each |  |  | $ | [19 empty] | $ |  | $ |  | $
40369 | 40369 | Loudspeakers; surface/ concealed mounted c/w metal enclosure.......................................................................................... | [17 empty] | 761.61 |  |  |  | 54.97 |  |  | 64.68 | 236.05 |  | 40369 |  |  |  | 40369 | 761.61 54.97 64.68 236.05 40369 | 761.61 | 54.97 | 64.68 | 236.05 | 761.61 | 54.97 | 64.68 | 236.05
40370 | 40370 | Flashing light directional sign boxes; single side; overall size up to 500 mm x 150 mm x
200 mm (H); comprising metal sign box, perspex backing and front sheeting, flashing unit,
| battery and charger, electrical gear and all necessary accessories; ceiling mounted............................................................. | [18 empty] | 1,284.47 |  |  |  | 54.97 |  |  | 64.68 | 236.05 |  | 40370 |  |  |  | 40370 | 1,284.47 54.97 64.68 236.05 40370 | 1284.47 | 54.97 | 64.68 | 236.05 | 1284.47 | 54.97 | 64.68 | 236.05
40371 | 40371 | Ditto but double side............................................................................................................................................................... | [17 empty] | 1,521.27 |  |  |  | 54.97 |  |  | 64.68 | 236.05 |  | 40371 |  |  |  | 40371 | 1,521.27 54.97 64.68 236.05 40371 | 1521.27 | 54.97 | 64.68 | 236.05 | 1521.27 | 54.97 | 64.68 | 236.05
Audio-visual fire alarm control/ indicating panel c/w pre-amplifier and amplifier,
automatic long play recorder, cassette tape, repeater, random access message module,
master controller, multiplex alarm system, system/ auxiliary power supply, connection
of fire link and all necessary accessories : -
Each
40372 | 40372 | Panel of 4 zones or less........................................................................................................................................................... | [17 empty] | 29,594.55 |  |  |  | 48.50 |  |  | 51.75 | 376.17 |  | 40372 |  |  |  | 40372 | 29,594.55 48.50 51.75 376.17 40372 | 29594.55 | 48.5 | 51.75 | 376.17 | 29594.55 | 48.5 | 51.75 | 376.17
40373 | 40373 | Ditto 5 - 8 zones...................................................................................................................................................................... | [17 empty] | 40,230.38 |  |  |  | 54.97 |  |  | 60.36 | 409.58 |  | 40373 |  |  |  | 40373 | 40,230.38 54.97 60.36 409.58 40373 | 40230.38 | 54.97 | 60.36 | 409.58 | 40230.38 | 54.97 | 60.36 | 409.58
40374 | 40374 | Ditto 9 - 12 zones.................................................................................................................................................................... | [17 empty] | 48,159.65 |  |  |  | 60.36 |  |  | 65.76 | 441.92 |  | 40374 |  |  |  | 40374 | 48,159.65 60.36 65.76 441.92 40374 | 48159.65 | 60.36 | 65.76 | 441.92 | 48159.65 | 60.36 | 65.76 | 441.92
40375 | 40375 | Ditto 13 - 18 zones.................................................................................................................................................................. | [17 empty] | 54,494.26 |  |  |  | 65.76 |  |  | 72.22 | 467.77 |  | 40375 |  |  |  | 40375 | 54,494.26 65.76 72.22 467.77 40375 | 54494.26 | 65.76 | 72.22 | 467.77 | 54494.26 | 65.76 | 72.22 | 467.77
40376 | 40376 | Add to last item for each additional 4 zones or part thereof.................................................................................................. | [17 empty] | 3,754.60 |  |  |  | 5.39 |  |  | 5.39 | 28.03 |  | 40376 |  |  |  | 40376 | 3,754.60 5.39 5.39 28.03 40376 | 3754.6 | 5.39 | 5.39 | 28.03 | 3754.6 | 5.39 | 5.39 | 28.03
40/31
40 | 40 | FIRE SERVICES | [10 empty] | 40
| Item | Item
DISCONNECTION OF EXISTING FIRE SERVICES INSTALLATION
| Take | [24 empty] | Take
| Supply | [22 empty] | down |  | down |  | Fix
| Supply labour to disconnect all existing fire services installation for an area, | [16 empty] | and | [5 empty] | and |  | and set |  | only
| take down and clear away entire fire services installation inside the area (area | [16 empty] | fix | [5 empty] | clear |  | aside for
| shall be measured net on the gross floor area of the building covered by the | [16 empty] | away | [7 empty] | re-use
fire services installation) : -
| A | [22 empty] | B |  | C |  | D
| Per square metre |  |  |  |  | $ | [17 empty] | $ |  | $ |  | $
40377 | 40377 | Area with sprinkler (up to 100 m²)......................................................................................................................................... | [17 empty] | - |  |  |  | 17.25 |  |  | - | - |  | 40377 |  |  |  | 40377 | - 17.25 - - 40377 | #VALUE! | 17.25 | #VALUE! | #VALUE! | - | 17.25 | - | -
40378 | 40378 | Area with sprinkler (100 - 500 m²)......................................................................................................................................... | [17 empty] | - |  |  |  | 16.17 |  |  | - | - |  | 40378 |  |  |  | 40378 | - 16.17 - - 40378 | #VALUE! | 16.17 | #VALUE! | #VALUE! | - | 16.17 | - | -
40379 | 40379 | Area with sprinkler (above 500 m²)........................................................................................................................................ | [17 empty] | - |  |  |  | 15.09 |  |  | - | - |  | 40379 |  |  |  | 40379 | - 15.09 - - 40379 | #VALUE! | 15.09 | #VALUE! | #VALUE! | - | 15.09 | - | -
40380 | 40380 | Area without sprinkler (up to 100 m²).................................................................................................................................... | [17 empty] | - |  |  |  | 7.54 |  |  | - | - |  | 40380 |  |  |  | 40380 | - 7.54 - - 40380 | #VALUE! | 7.54 | #VALUE! | #VALUE! | - | 7.54 | - | -
40381 | 40381 | Area without sprinkler (100 - 500 m²).................................................................................................................................... | [17 empty] | - |  |  |  | 6.47 |  |  | - | - |  | 40381 |  |  |  | 40381 | - 6.47 - - 40381 | #VALUE! | 6.47 | #VALUE! | #VALUE! | - | 6.47 | - | -
40382 | 40382 | Area without sprinkler (above 500 m²)................................................................................................................................... | [17 empty] | - |  |  |  | 6.04 |  |  | - | - |  | 40382 |  |  |  | 40382 | - 6.04 - - 40382 | #VALUE! | 6.04 | #VALUE! | #VALUE! | - | 6.04 | - | -
Supply labour to disconnect the existing fire services installation, take down and clear
away entire fire services installation
Each
40383 | 40383 | 9 kg NAFS III type fire extinguisher...................................................................................................................................... | [17 empty] | - |  |  |  | 11.85 |  |  | - | - |  | 40383 |  |  |  | 40383 | - 11.85 - - 40383 | #VALUE! | 11.85 | #VALUE! | #VALUE! | - | 11.85 | - | -
40/32
Section 41
LIQUEFIED PETROLEUM GAS
41 | 41 | LIQUEFIED PETROLEUM GAS | [15 empty] | 41
SECTION 41
LIQUEFIED PETROLEUM GAS
SPECIAL CONDITIONS
| Measurement |  |  | SC41.01 | [6 empty] | All trench excavation shall be measured separately and paid for at the appropriate
| of excavations, |  |  | rates under Section 03 - Excavation of this Schedule. All chases in, and holes through
| chases, holes |  |  | existing walls, ceilings, etc. for tubing and pipes, (but not mortices or holes for
| and other |  |  | brackets) shall be measured and paid for at the appropriate rates under Section 04 -
| subsidiary work |  |  | Concrete Work, Section 05 - Brickwork and Blockwork or other applicable Work
Sections of this Schedule.
| Measurement |  |  | SC41.02 | [6 empty] | Pipework shall be measured in linear metres over all in-line fittings, short running
| of pipework |  |  | lengths and branches.
| Measurement |  |  | SC41.03 | [6 empty] | Testing and commissioning including submission of Testing and Commissioning
| of pressure test |  |  | Certificates and Records of Tests have been allowed in the rates under this Section. No
| of existing pipework |  |  |  |  | measurement will be made for testing and commissioning except for pressure test of
existing pipework where specifically ordered by the Maintenance Surveyor in writing.
| Measurement |  |  | SC41.04 | [6 empty] | Where a temporary supply is ordered by the Maintenance Surveyor, the provision of
| of temporary |  |  | all articles, labour and accessory materials (nails, screws, rawplugs and similar) necessary
| supply | for fixing shall be of temporary nature. For "use and waste" of all materials, such as
pipework, fittings and accessories, etc., for a period of not exceeding four weeks
from the date of certified completion, 50 per cent of the value of the appropriate "supply
and fix" items after the adjustment of contract percentages will be paid. For a period
exceeding four weeks and not exceeding eight weeks, 55 per cent will be paid and for
each subsequent month a further addition of 5 per cent will be made.
For a period of more than six months, the full rates, as for permanent works will be paid,
and the materials will become the property of the Employer.
No extra payment will be made for the removal of materials in connection with the
temporary supply, but the cost of which shall have been included in the payment as
aforementioned in the first paragraph hereof. The date of certified completion of a
temporary supply shall be the date when the installation is first brought into service.
The date when it ceases to be used shall be the date from which the Maintenance
Surveyor instructs the dismantlement of the installation, or the date when the installation
is no longer in use, whichever is earlier.
41/1
41 | 41 | LIQUEFIED PETROLEUM GAS | [15 empty] | 41
SPECIAL CONDITIONS
| Rates generally |  |  | SC41.05 | [6 empty] | The rates for all items shall generally include for : -
| (a) | [11 empty] | Colour band and colour identification work.
| (b) | [11 empty] | Lettering and engraving for identification, signs, labels in both English and
Chinese.
| (c) | [11 empty] | Identification plates, signs, notice plates, discs and labels in both English and
Chinese.
| (d) | [11 empty] | Priming or painting off site and proprietary finishes or surface treatment
applied as part of the production process whether applied before or after
fabrication and assembly.
| (e) | [11 empty] | All protective and finishing painting work, apart from additional painting work
specifically ordered by the Maintenance Surveyor in writing which shall be
measured separately and paid for at the appropriate rates under Section 15 -
Painting of this Schedule.
| (f) | [11 empty] | Any kind of fixing method including provision of screws, nuts, bolts, shims,
washers, clips, brackets, hangers, supports and the like.
| (g) | [11 empty] | Provision of expansion joints in service runs wherever they coincide with
structural expansion joints.
| (h) | [11 empty] | Submission of catalogues, technical literature, data, calculations, test
certificates and approval documentation covering the equipment and materials
being supplied.
| (i) | [11 empty] | Preparing and submitting detail working drawings as required and all shop
drawings for the fabrication and installation.
| (j) | [11 empty] | Attendance, as required, of the manufacturers' representative to assist in the
installation and subsequent testing and commissioning.
| (k) | [11 empty] | Testing and commissioning including submission of Testing and
Commissioning Certificates and Records of Tests, except pressure test of
existing pipework. (Note : - Pressure test of existing pipework shall be
measured separately if ordered by the Maintenance Surveyor in writing)
| (l) | [11 empty] | Provision of all necessary testing instrument of approved type for testing and
commissioning.
| (m) | [11 empty] | Provision of mock-up work as specified.
| (n) | [11 empty] | Preparing and submitting operation and maintenance manuals and as-fitted
drawings for items of works as required.
| (o) | [11 empty] | Provision of schematic diagrams covered front and back with plastic sheet
including fixing to wall.
| (p) | [11 empty] | Provision of manufacturer's guarantee.
41/2
41 | 41 | LIQUEFIED PETROLEUM GAS | [15 empty] | 41
SPECIAL CONDITIONS
| Rates for |  |  | SC41.06 | [6 empty] | The rates for pipework shall further include for : -
pipework
| (a) | [11 empty] | All short lengths, cutting and waste, and joints in the running length.
| (b) | [11 empty] | All pipework brackets, supports, hangers, guides, anchors and the like and alternative
method of jointing and fixing as specified (if any).
| (c) | [11 empty] | All pipework fittings (e.g. bends, elbows, branches, reducers, tees, caps and
the like) including connections, cutting and jointing pipes to fittings.
| (d) | [11 empty] | Screwed sockets, tappings, bosses and welding-necks welded to pipes or
flanges including perforating the pipework or flanges.
| (e) | [11 empty] | Connections between pipework of different materials and differing grades of
same material.
| (f) | [11 empty] | Wall, floor and ceiling plates.
| (g) | [11 empty] | All jointing including provision of flexible connections and/or necessary
adaptors and connectors, welding consumable, jointing tapes, flanges, unions,
gasket, bolts and nuts and the like where required.
| (h) | [11 empty] | Expansion loops and compensators including connections, cutting and jointing
to pipes and fittings.
| (i) | [11 empty] | Provision of all sleeves for casting in or building in where pipes pass through
slabs, walls or beams and caulking between pipe and sleeve where required.
| (j) | [11 empty] | Fixing in any position to floors, walls and ceilings including laying in trenches
and fixing in chases, ducts, false ceilings and similar positions, and wrapping
with protective tape where required.
| Rates for in-line |  |  | SC41.07 | [6 empty] | The rates for in-line pipework equipment (e.g. valves, flow meters, gauges and the
| pipework equipment |  |  |  |  | like) shall further include for : -
| (a) | [11 empty] | Cutting and jointing to pipes and fittings.
| (b) | [11 empty] | Stripping down repacking glands and preparing spindles, as appropriate,
prior to installation.
41/3
41 | 41 | LIQUEFIED PETROLEUM GAS | [15 empty] | 41
SPECIAL CONDITIONS
| Rates for |  |  | SC41.08 | [6 empty] | The rates for equipment shall further included for : -
equipment
| (a) | [11 empty] | All necessary assembly, orientation, alignment, levelling and bolting down,
together with the provision of shims and packing pieces, strainers,
instrumentation and the like.
| (b) | [11 empty] | Provision of all associated components.
| (c) | [11 empty] | All necessary operational and control accessories forming part of the
equipment.
| (d) | [11 empty] | Final connection and terminations to electrical supply, control, monitoring,
interfacing and water supply and/or gas supply including cables, wirings, conduits, trunkings,
cable trays, fuses, control boxes, short lengths of pipework and necessary accessories
required for energizing the equipment to properly operate at specified duties.
| (e) | [11 empty] | Earth/equipotential bonding.
| Rates for pressure |  |  |  | SC41.09 | [5 empty] | The rates for pressure test of existing pipework (including associated in-line pipework
| test of existing |  |  | fittings and in-line pipework equipment and the like) shall include for : -
pipework
| (a) | [11 empty] | De-gasing and cleaning of pipeline by any means necessary before carrying
out any test.
| (b) | [11 empty] | All preparation work including temporary sealing ends of pipes and
connections.
| (c) | [11 empty] | Provision of all necessary testing instrument of approved type for pressure
test.
| (d) | [11 empty] | Provision of test record.
| (e) | [11 empty] | Submission of Surveyor Certificate as specified.
| (f) | [11 empty] | Making good all works disturbed.
| (g) | [11 empty] | Purging into service.
41/4
41 | 41 | LIQUEFIED PETROLEUM GAS | [15 empty] | 41
SPECIAL CONDITIONS
| Rates for "Take |  |  | SC41.10 | [6 empty] | The rates for "Take down and clear away" or "Take down and set aside for re-use"
| down and clear |  |  | existing items in connection with liquefied petroleum gas installation shall further
| away" or "Take |  |  |  | include for : -
down and set aside
| for re-use" |  |  | (a) | [8 empty] | Taking down all associated pipework and building services works (if any).
| (b) | [11 empty] | All in-line fittings including brackets, supports, hangers and the like.
| (c) | [11 empty] | Cutting into existing pipework in position.
| (d) | [11 empty] | De-gasing of existing pipework (including associated in-line fittings and the
like) as required.
| (e) | [11 empty] | Plugging off remaining ends with plugs or caps as required.
| (f) | [11 empty] | Preparing remaining ends of pipework and building services works (if any)
to receive connections with new work if required.
| (g) | [11 empty] | Making good all works disturbed.
| Particular |  |  | SC41.11 | [6 empty] | The Particular Specification for liquefied petroleum gas installation can be found in the
| Specification |  |  | Contract.
41/5
41 | 41 | LIQUEFIED PETROLEUM GAS | [15 empty] | 41
| Item | Item
LIQUEFIED PETROLEUM GAS (LPG) INSTALLATION
| Take | [24 empty] | Take
| Cylinder storage system including the initial supply of 50 kg LPG cylinder of LP | [16 empty] | Supply | [5 empty] | down |  | down |  | Fix
| gas, changeover valve c/w indicator, flexible hose c/w adaptor, pigtails, pressure | [16 empty] | and | [5 empty] | and |  | and set |  | only
| gauge, manifold valve with or without check valve, safety devices and necessary | [16 empty] | fix | [5 empty] | clear |  | aside for
| pipeworks inside LP gas store : - | [9 empty] | away | [14 empty] | re-use
| A | [22 empty] | B |  | C |  | D
| Per set |  |  | $ | [19 empty] | $ |  | $ |  | $
41001 | 41001 | 1 - 4 cylinders.......................................................................................................................................................................... | [17 empty] | 12,125.33 |  |  |  | 85.15 |  |  | 94.84 | 1,215.81 |  | 41001 |  |  |  | 41001 | 12,125.33 85.15 94.84 1,215.81 41001 | 12125.33 | 85.15 | 94.84 | 1215.81 | 12125.33 | 85.15 | 94.84 | 1215.81
41002 | 41002 | 5 - 8 cylinders.......................................................................................................................................................................... | [17 empty] | 13,422.06 |  |  |  | 97.01 |  |  | 108.87 | 1,357.03 |  | 41002 |  |  |  | 41002 | 13,422.06 97.01 108.87 1,357.03 41002 | 13422.06 | 97.01 | 108.87 | 1357.03 | 13422.06 | 97.01 | 108.87 | 1357.03
41003 | 41003 | 9 - 12 cylinders........................................................................................................................................................................ | [17 empty] | 14,274.20 |  |  |  | 111.02 |  |  | 122.88 | 1,475.58 |  | 41003 |  |  |  | 41003 | 14,274.20 111.02 122.88 1,475.58 41003 | 14274.2 | 111.02 | 122.88 | 1475.58 | 14274.2 | 111.02 | 122.88 | 1475.58
41004 | 41004 | 13 - 16 cylinders...................................................................................................................................................................... | [17 empty] | 18,524.80 |  |  |  | 123.96 |  |  | 137.95 | 1,598.46 |  | 41004 |  |  |  | 41004 | 18,524.80 123.96 137.95 1,598.46 41004 | 18524.8 | 123.96 | 137.95 | 1598.46 | 18524.8 | 123.96 | 137.95 | 1598.46
41005 | 41005 | 17 - 20 cylinders...................................................................................................................................................................... | [17 empty] | 29,471.28 |  |  |  | 135.81 |  |  | 149.81 | 1,720.25 |  | 41005 |  |  |  | 41005 | 29,471.28 135.81 149.81 1,720.25 41005 | 29471.28 | 135.81 | 149.81 | 1720.25 | 29471.28 | 135.81 | 149.81 | 1720.25
Above ground bulk LPG storage vessel c/w saddle, pressure relief valve, shut off
valve, emergency valve, liquid level device, contents and pressure gauges, manhole,
vent pipes, filling and drain connections, and other associated accessories, for water
capacity : -
Each
41006 | 41006 | Up to 2000 litres...................................................................................................................................................................... | [17 empty] | 39,627.09 5,486.27 5,937.89 17,440.74 | [9 empty] | 41006 |  |  |  | 41006 | 39,627.09 5,486.27 5,937.89 17,440.74 41006 | 39627.09 | 5486.27 | 5937.89 | 17440.74 | 39627.09 | 5486.27 | 5937.89 | 17440.74
41007 | 41007 | 2000 - 4000 litres.................................................................................................................................................................... | [17 empty] | 13,927.71 5,760.04 6,267.71 35,824.61 | [9 empty] | 41007 |  |  |  | 41007 | 13,927.71 5,760.04 6,267.71 35,824.61 41007 | 13927.71 | 5760.04 | 6267.71 | 35824.61 | 13927.71 | 5760.04 | 6267.71 | 35824.61
(The actual rate should be : $139,277.10 for Item 41007A)
41008 | 41008 | 4000 - 5000 litres.................................................................................................................................................................... | [17 empty] | 23,118.11 5,852.75 6,418.62 36,766.65 | [9 empty] | 41008 |  |  |  | 41008 | 23,118.11 5,852.75 6,418.62 36,766.65 41008 | 23118.11 | 5852.75 | 6418.62 | 36766.65 | 23118.11 | 5852.75 | 6418.62 | 36766.65
(The actual rate should be : $231,181.10 for Item 41008A)
41009 | 41009 | 5000 - 7000 litres.................................................................................................................................................................... | [17 empty] | 33,122.77 5,967.00 6,586.76 38,652.90 | [9 empty] | 41009 |  |  |  | 41009 | 33,122.77 5,967.00 6,586.76 38,652.90 41009 | 33122.77 | 5967 | 6586.76 | 38652.9 | 33122.77 | 5967 | 6586.76 | 38652.9
(The actual rate should be : $331,227.70 for Item 41009A)
41010 | 41010 | 7000 - 9000 litres.................................................................................................................................................................... | [17 empty] | 58,130.84 6,392.74 7,068.56 39,594.94 | [9 empty] | 41010 |  |  |  | 41010 | 58,130.84 6,392.74 7,068.56 39,594.94 41010 | 58130.84 | 6392.74 | 7068.56 | 39594.94 | 58130.84 | 6392.74 | 7068.56 | 39594.94
(The actual rate should be : $581,308.40 for Item 41010A)
41/6
41 | 41 | LIQUEFIED PETROLEUM GAS | [15 empty] | 41
| Item | Item
LIQUEFIED PETROLEUM GAS (LPG) INSTALLATION (CONT'D)
| Take | [24 empty] | Take
| Underground bulk LPG storage vessel c/w saddle, pressure relief valve, shut off | [16 empty] | Supply | [5 empty] | down |  | down |  | Fix
| valve, emergency valve, liquid level device, contents and pressure gauges, manhole, | [17 empty] | and |  |  |  |  | and |  | and set |  | only
| vent pipes, securing facilities against flotation, fittings made accessible above ground | [17 empty] | fix |  |  |  |  | clear |  | aside for
| level, coating, cathodic protection if necessary, filling and drain connections, and | [16 empty] | away | [7 empty] | re-use
other associated accessories, for water capacity : -
| A | [22 empty] | B |  | C |  | D
| Each |  |  | $ | [19 empty] | $ |  | $ |  | $
41011 | 41011 | Up to 2000 litres...................................................................................................................................................................... | [17 empty] | 37,891.65 5,673.82 6,126.52 17,911.77 | [9 empty] | 41011 |  |  |  | 41011 | 37,891.65 5,673.82 6,126.52 17,911.77 41011 | 37891.65 | 5673.82 | 6126.52 | 17911.77 | 37891.65 | 5673.82 | 6126.52 | 17911.77
41012 | 41012 | 2000 - 4000 litres.................................................................................................................................................................... | [17 empty] | 12,630.55 5,948.67 6,456.33 36,766.65 | [9 empty] | 41012 |  |  |  | 41012 | 12,630.55 5,948.67 6,456.33 36,766.65 41012 | 12630.55 | 5948.67 | 6456.33 | 36766.65 | 12630.55 | 5948.67 | 6456.33 | 36766.65
(The actual rate should be : $126,305.50 for Item 41012A)
41013 | 41013 | 4000 - 5000 litres.................................................................................................................................................................... | [17 empty] | 21,050.91 6,041.37 6,606.15 37,709.77 | [9 empty] | 41013 |  |  |  | 41013 | 21,050.91 6,041.37 6,606.15 37,709.77 41013 | 21050.91 | 6041.37 | 6606.15 | 37709.77 | 21050.91 | 6041.37 | 6606.15 | 37709.77
(The actual rate should be : $210,509.10 for Item 41013A)
41014 | 41014 | 5000 - 7000 litres.................................................................................................................................................................... | [17 empty] | 29,471.28 6,155.61 6,775.37 39,594.94 | [9 empty] | 41014 |  |  |  | 41014 | 29,471.28 6,155.61 6,775.37 39,594.94 41014 | 29471.28 | 6155.61 | 6775.37 | 39594.94 | 29471.28 | 6155.61 | 6775.37 | 39594.94
(The actual rate should be : $294,712.80 for Item 41014A)
41015 | 41015 | 7000 - 9000 litres.................................................................................................................................................................... | [17 empty] | 50,522.19 6,581.37 7,257.18 40,538.06 | [9 empty] | 41015 |  |  |  | 41015 | 50,522.19 6,581.37 7,257.18 40,538.06 41015 | 50522.19 | 6581.37 | 7257.18 | 40538.06 | 50522.19 | 6581.37 | 7257.18 | 40538.06
(The actual rate should be : $505,221.90 for Item 41015A)
Excess flow valve
Per set
41016 | 41016 | Excess flow valve for cylinder liquid take-off line................................................................................................................ | [17 empty] | 842.04 |  |  |  | 21.56 |  |  | 22.63 | 188.62 |  | 41016 |  |  |  | 41016 | 842.04 21.56 22.63 188.62 41016 | 842.04 | 21.56 | 22.63 | 188.62 | 842.04 | 21.56 | 22.63 | 188.62
Vaporizer, indirect heated type, flameproof/ explosion proof c/w necessary
accessories, valves, rubber hose, etc. for vaporizing capacity : -
Each
41017 | 41017 | 25 kg/ hr.................................................................................................................................................................................. | [17 empty] | 37,891.65 |  |  |  | 122.88 |  |  | 129.34 | 5,656.58 |  | 41017 |  |  |  | 41017 | 37,891.65 122.88 129.34 5,656.58 41017 | 37891.65 | 122.88 | 129.34 | 5656.58 | 37891.65 | 122.88 | 129.34 | 5656.58
41018 | 41018 | 50 kg/ hr.................................................................................................................................................................................. | [17 empty] | 47,154.05 |  |  |  | 122.88 |  |  | 129.34 | 5,656.58 |  | 41018 |  |  |  | 41018 | 47,154.05 122.88 129.34 5,656.58 41018 | 47154.05 | 122.88 | 129.34 | 5656.58 | 47154.05 | 122.88 | 129.34 | 5656.58
41/7
41 | 41 | LIQUEFIED PETROLEUM GAS | [15 empty] | 41
| Item | Item
LIQUEFIED PETROLEUM GAS (LPG) INSTALLATION (CONT'D)
| Take | [24 empty] | Take
| Supply | [22 empty] | down |  | down |  | Fix
| Vaporizer, indirect heated type, flameproof/ explosion proof c/w necessary | [16 empty] | and | [5 empty] | and |  | and set |  | only
| accessories, valves, rubber hose, etc. for vaporizing capacity : - (Cont'd) | [16 empty] | fix | [5 empty] | clear |  | aside for
| away | [24 empty] | re-use
| A | [22 empty] | B |  | C |  | D
| Each |  |  | $ | [19 empty] | $ |  | $ |  | $
41019 | 41019 | Changeover device for liquid withdrawal LPG...................................................................................................................... | [17 empty] | 16,840.73 |  |  |  | 13.86 |  |  | 14.16 | 943.13 |  | 41019 |  |  |  | 41019 | 16,840.73 13.86 14.16 943.13 41019 | 16840.73 | 13.86 | 14.16 | 943.13 | 16840.73 | 13.86 | 14.16 | 943.13
41020 | 41020 | Changeover device for vapour withdrawal LPG.................................................................................................................... | [17 empty] | 8,420.37 |  |  |  | 13.86 |  |  | 14.16 | 471.03 |  | 41020 |  |  |  | 41020 | 8,420.37 13.86 14.16 471.03 41020 | 8420.37 | 13.86 | 14.16 | 471.03 | 8420.37 | 13.86 | 14.16 | 471.03
41021 | 41021 | Medium/ low pressure regulator, fail shut off type (all size) c/w necessary accessories,
| valves, pressure gauge, etc...................................................................................................................................................... | [18 empty] | 12,630.55 |  |  |  | 13.86 |  |  | 14.16 | 1,131.75 |  | 41021 |  |  |  | 41021 | 12,630.55 13.86 14.16 1,131.75 41021 | 12630.55 | 13.86 | 14.16 | 1131.75 | 12630.55 | 13.86 | 14.16 | 1131.75
41022 | 41022 | High/ medium pressure regulator c/w active & monitor regulator (all size) and necessary
| accessories, valves, pressure gauge, etc.................................................................................................................................. | [18 empty] | 12,630.55 |  |  |  | 13.86 |  |  | 14.16 | 1,131.75 |  | 41022 |  |  |  | 41022 | 12,630.55 13.86 14.16 1,131.75 41022 | 12630.55 | 13.86 | 14.16 | 1131.75 | 12630.55 | 13.86 | 14.16 | 1131.75
Galvanized mild steel gas pipe to BS EN 10255:2004 or ISO 65:1981,
c/w all necessary accessories : -
Per linear metre
41023 | 41023 | 15 mm diameter....................................................................................................................................................................... | [17 empty] | 400.84 |  |  |  | 6.41 |  |  | 7.64 | 88.39 |  | 41023 |  |  |  | 41023 | 400.84 6.41 7.64 88.39 41023 | 400.84 | 6.41 | 7.64 | 88.39 | 400.84 | 6.41 | 7.64 | 88.39
41024 | 41024 | 20 mm diameter....................................................................................................................................................................... | [17 empty] | 440.92 |  |  |  | 7.05 |  |  | 8.30 | 104.55 |  | 41024 |  |  |  | 41024 | 440.92 7.05 8.30 104.55 41024 | 440.92 | 7.05 | 8.3 | 104.55 | 440.92 | 7.05 | 8.3 | 104.55
41025 | 41025 | 25 mm diameter....................................................................................................................................................................... | [17 empty] | 481.00 |  |  |  | 7.24 |  |  | 8.38 | 115.33 |  | 41025 |  |  |  | 41025 | 481.00 7.24 8.38 115.33 41025 | 481 | 7.24 | 8.38 | 115.33 | 481 | 7.24 | 8.38 | 115.33
41026 | 41026 | 32 mm diameter....................................................................................................................................................................... | [17 empty] | 521.10 |  |  |  | 8.85 |  |  | 9.60 | 136.90 |  | 41026 |  |  |  | 41026 | 521.10 8.85 9.60 136.90 41026 | 521.1 | 8.85 | 9.6 | 136.9 | 521.1 | 8.85 | 9.6 | 136.9
41027 | 41027 | 40 mm diameter....................................................................................................................................................................... | [17 empty] | 556.72 |  |  |  | 10.18 |  |  | 11.02 | 159.53 |  | 41027 |  |  |  | 41027 | 556.72 10.18 11.02 159.53 41027 | 556.72 | 10.18 | 11.02 | 159.53 | 556.72 | 10.18 | 11.02 | 159.53
41028 | 41028 | 50 mm diameter....................................................................................................................................................................... | [17 empty] | 601.27 |  |  |  | 11.78 |  |  | 12.61 | 187.55 |  | 41028 |  |  |  | 41028 | 601.27 11.78 12.61 187.55 41028 | 601.27 | 11.78 | 12.61 | 187.55 | 601.27 | 11.78 | 12.61 | 187.55
41029 | 41029 | 65 mm diameter....................................................................................................................................................................... | [17 empty] | 714.03 |  |  |  | 13.90 |  |  | 15.16 | 222.03 |  | 41029 |  |  |  | 41029 | 714.03 13.90 15.16 222.03 41029 | 714.03 | 13.9 | 15.16 | 222.03 | 714.03 | 13.9 | 15.16 | 222.03
41030 | 41030 | 80 mm diameter....................................................................................................................................................................... | [17 empty] | 874.37 |  |  |  | 17.28 |  |  | 18.18 | 270.54 |  | 41030 |  |  |  | 41030 | 874.37 17.28 18.18 270.54 41030 | 874.37 | 17.28 | 18.18 | 270.54 | 874.37 | 17.28 | 18.18 | 270.54
41031 | 41031 | 100 mm diameter.................................................................................................................................................................... | [17 empty] | 1,066.68 |  |  |  | 20.62 |  |  | 21.57 | 335.22 |  | 41031 |  |  |  | 41031 | 1,066.68 20.62 21.57 335.22 41031 | 1066.68 | 20.62 | 21.57 | 335.22 | 1066.68 | 20.62 | 21.57 | 335.22
41032 | 41032 | 150 mm diameter.................................................................................................................................................................... | [17 empty] | 1,661.62 |  |  |  | 37.96 |  |  | 40.69 | 530.31 |  | 41032 |  |  |  | 41032 | 1,661.62 37.96 40.69 530.31 41032 | 1661.62 | 37.96 | 40.69 | 530.31 | 1661.62 | 37.96 | 40.69 | 530.31
41/8
41 | 41 | LIQUEFIED PETROLEUM GAS | [15 empty] | 41
| Item | Item
LIQUEFIED PETROLEUM GAS (LPG) INSTALLATION (CONT'D)
| Take | [24 empty] | Take
| Supply | [22 empty] | down |  | down |  | Fix
| Underground galvanized mild steel gas pipe to BS EN 10216-1:2002, BS EN 10217-1:2002 | [17 empty] | and |  |  |  |  | and |  | and set |  | only
| or ANSI/ API Spec 5L:2007 or ASTM A53/ A53M-10:2010, c/w all necessary accessories : - | [17 empty] | fix |  |  |  |  | clear |  | aside for
| away | [24 empty] | re-use
| A | [22 empty] | B |  | C |  | D
| Per linear metre |  |  |  |  | $ | [17 empty] | $ |  | $ |  | $
41033 | 41033 | 20 mm diameter....................................................................................................................................................................... | [17 empty] | 470.32 |  |  |  | 7.64 |  |  | 8.10 | 126.11 |  | 41033 |  |  |  | 41033 | 470.32 7.64 8.10 126.11 41033 | 470.32 | 7.64 | 8.1 | 126.11 | 470.32 | 7.64 | 8.1 | 126.11
41034 | 41034 | 25 mm diameter....................................................................................................................................................................... | [17 empty] | 513.08 |  |  |  | 7.82 |  |  | 8.38 | 140.11 |  | 41034 |  |  |  | 41034 | 513.08 7.82 8.38 140.11 41034 | 513.08 | 7.82 | 8.38 | 140.11 | 513.08 | 7.82 | 8.38 | 140.11
41035 | 41035 | 32 mm diameter....................................................................................................................................................................... | [17 empty] | 555.84 |  |  |  | 8.85 |  |  | 9.91 | 160.60 |  | 41035 |  |  |  | 41035 | 555.84 8.85 9.91 160.60 41035 | 555.84 | 8.85 | 9.91 | 160.6 | 555.84 | 8.85 | 9.91 | 160.6
41036 | 41036 | 40 mm diameter....................................................................................................................................................................... | [17 empty] | 593.84 |  |  |  | 10.36 |  |  | 11.48 | 188.62 |  | 41036 |  |  |  | 41036 | 593.84 10.36 11.48 188.62 41036 | 593.84 | 10.36 | 11.48 | 188.62 | 593.84 | 10.36 | 11.48 | 188.62
41037 | 41037 | 50 mm diameter....................................................................................................................................................................... | [17 empty] | 641.35 |  |  |  | 11.78 |  |  | 12.90 | 230.66 |  | 41037 |  |  |  | 41037 | 641.35 11.78 12.90 230.66 41037 | 641.35 | 11.78 | 12.9 | 230.66 | 641.35 | 11.78 | 12.9 | 230.66
41038 | 41038 | 65 mm diameter....................................................................................................................................................................... | [17 empty] | 761.62 |  |  |  | 14.59 |  |  | 15.73 | 269.47 |  | 41038 |  |  |  | 41038 | 761.62 14.59 15.73 269.47 41038 | 761.62 | 14.59 | 15.73 | 269.47 | 761.62 | 14.59 | 15.73 | 269.47
41039 | 41039 | 80 mm diameter....................................................................................................................................................................... | [17 empty] | 932.67 |  |  |  | 17.60 |  |  | 18.74 | 301.80 |  | 41039 |  |  |  | 41039 | 932.67 17.60 18.74 301.80 41039 | 932.67 | 17.6 | 18.74 | 301.8 | 932.67 | 17.6 | 18.74 | 301.8
41040 | 41040 | 100 mm diameter.................................................................................................................................................................... | [17 empty] | 1,137.79 |  |  |  | 19.78 |  |  | 21.66 | 398.81 |  | 41040 |  |  |  | 41040 | 1,137.79 19.78 21.66 398.81 41040 | 1137.79 | 19.78 | 21.66 | 398.81 | 1137.79 | 19.78 | 21.66 | 398.81
41041 | 41041 | 150 mm diameter.................................................................................................................................................................... | [17 empty] | 1,772.39 |  |  |  | 32.69 |  |  | 35.23 | 559.41 |  | 41041 |  |  |  | 41041 | 1,772.39 32.69 35.23 559.41 41041 | 1772.39 | 32.69 | 35.23 | 559.41 | 1772.39 | 32.69 | 35.23 | 559.41
Third stage governor regulator : -
Each
41042 | 41042 | 15 mm diameter....................................................................................................................................................................... | [17 empty] | 421.01 |  |  |  | 27.41 |  |  | 33.15 | 93.78 |  | 41042 |  |  |  | 41042 | 421.01 27.41 33.15 93.78 41042 | 421.01 | 27.41 | 33.15 | 93.78 | 421.01 | 27.41 | 33.15 | 93.78
41043 | 41043 | 20 mm diameter....................................................................................................................................................................... | [17 empty] | 547.32 |  |  |  | 27.97 |  |  | 33.82 | 141.20 |  | 41043 |  |  |  | 41043 | 547.32 27.97 33.82 141.20 41043 | 547.32 | 27.97 | 33.82 | 141.2 | 547.32 | 27.97 | 33.82 | 141.2
41044 | 41044 | 25 mm diameter....................................................................................................................................................................... | [17 empty] | 715.73 |  |  |  | 28.63 |  |  | 34.48 | 188.62 |  | 41044 |  |  |  | 41044 | 715.73 28.63 34.48 188.62 41044 | 715.73 | 28.63 | 34.48 | 188.62 | 715.73 | 28.63 | 34.48 | 188.62
Copper gas pipe c/w all necessary accessories : -
Per linear metre
41045 | 41045 | 12 mm diameter....................................................................................................................................................................... | [17 empty] | 421.01 |  |  |  | 1.83 |  |  | 2.04 | 131.50 |  | 41045 |  |  |  | 41045 | 421.01 1.83 2.04 131.50 41045 | 421.01 | 1.83 | 2.04 | 131.5 | 421.01 | 1.83 | 2.04 | 131.5
LPG meter c/w all necessary accessories : -
Each
41046 | 41046 | Up to 2.5 m³/ hr....................................................................................................................................................................... | [17 empty] | 2,526.11 |  |  |  | 24.27 |  |  | 29.75 | 141.20 |  | 41046 |  |  |  | 41046 | 2,526.11 24.27 29.75 141.20 41046 | 2526.11 | 24.27 | 29.75 | 141.2 | 2526.11 | 24.27 | 29.75 | 141.2
41047 | 41047 | 2.5 - 6.5 m³/ hr......................................................................................................................................................................... | [17 empty] | 5,894.26 |  |  |  | 30.30 |  |  | 35.69 | 141.20 |  | 41047 |  |  |  | 41047 | 5,894.26 30.30 35.69 141.20 41047 | 5894.26 | 30.3 | 35.69 | 141.2 | 5894.26 | 30.3 | 35.69 | 141.2
41048 | 41048 | 6.5 - 10.5 m³/ hr....................................................................................................................................................................... | [17 empty] | 16,840.73 |  |  |  | 36.30 |  |  | 41.71 | 565.87 |  | 41048 |  |  |  | 41048 | 16,840.73 36.30 41.71 565.87 41048 | 16840.73 | 36.3 | 41.71 | 565.87 | 16840.73 | 36.3 | 41.71 | 565.87
41/9
41 | 41 | LIQUEFIED PETROLEUM GAS | [15 empty] | 41
| Item | Item
LIQUEFIED PETROLEUM GAS (LPG) INSTALLATION (CONT'D)
| Take | [24 empty] | Take
| Supply | [22 empty] | down |  | down |  | Fix
| LPG isolating valve, globe type or ball type or gate type, including adaptors and | [16 empty] | and | [5 empty] | and |  | and set |  | only
| flange as required : - |  |  |  |  | fix | [17 empty] | clear |  | aside for
| away | [24 empty] | re-use
| A | [22 empty] | B |  | C |  | D
| Each |  |  | $ | [19 empty] | $ |  | $ |  | $
41049 | 41049 | 15 mm diameter....................................................................................................................................................................... | [17 empty] | 235.14 |  |  |  | 27.41 |  |  | 33.15 | 93.78 |  | 41049 |  |  |  | 41049 | 235.14 27.41 33.15 93.78 41049 | 235.14 | 27.41 | 33.15 | 93.78 | 235.14 | 27.41 | 33.15 | 93.78
41050 | 41050 | 20 mm diameter....................................................................................................................................................................... | [17 empty] | 285.46 |  |  |  | 27.97 |  |  | 33.82 | 141.20 |  | 41050 |  |  |  | 41050 | 285.46 27.97 33.82 141.20 41050 | 285.46 | 27.97 | 33.82 | 141.2 | 285.46 | 27.97 | 33.82 | 141.2
41051 | 41051 | 25 mm diameter....................................................................................................................................................................... | [17 empty] | 335.75 |  |  |  | 28.63 |  |  | 34.48 | 188.62 |  | 41051 |  |  |  | 41051 | 335.75 28.63 34.48 188.62 41051 | 335.75 | 28.63 | 34.48 | 188.62 | 335.75 | 28.63 | 34.48 | 188.62
41052 | 41052 | 32 mm diameter....................................................................................................................................................................... | [17 empty] | 406.17 |  |  |  | 29.29 |  |  | 35.04 | 236.05 |  | 41052 |  |  |  | 41052 | 406.17 29.29 35.04 236.05 41052 | 406.17 | 29.29 | 35.04 | 236.05 | 406.17 | 29.29 | 35.04 | 236.05
41053 | 41053 | 40 mm diameter....................................................................................................................................................................... | [17 empty] | 486.66 |  |  |  | 29.96 |  |  | 35.70 | 264.07 |  | 41053 |  |  |  | 41053 | 486.66 29.96 35.70 264.07 41053 | 486.66 | 29.96 | 35.7 | 264.07 | 486.66 | 29.96 | 35.7 | 264.07
41054 | 41054 | 50 mm diameter....................................................................................................................................................................... | [17 empty] | 587.26 |  |  |  | 31.17 |  |  | 37.02 | 282.40 |  | 41054 |  |  |  | 41054 | 587.26 31.17 37.02 282.40 41054 | 587.26 | 31.17 | 37.02 | 282.4 | 587.26 | 31.17 | 37.02 | 282.4
41055 | 41055 | 80 mm diameter....................................................................................................................................................................... | [17 empty] | 889.08 |  |  |  | 35.04 |  |  | 38.77 | 565.87 |  | 41055 |  |  |  | 41055 | 889.08 35.04 38.77 565.87 41055 | 889.08 | 35.04 | 38.77 | 565.87 | 889.08 | 35.04 | 38.77 | 565.87
LPG cast steel isolating valve, globe type or ball type or gate type, stainless steel stem
including adaptors and flange as required : -
Each
41056 | 41056 | 65 mm diameter....................................................................................................................................................................... | [17 empty] | 1,276.68 |  |  |  | 32.91 |  |  | 38.77 | 471.03 |  | 41056 |  |  |  | 41056 | 1,276.68 32.91 38.77 471.03 41056 | 1276.68 | 32.91 | 38.77 | 471.03 | 1276.68 | 32.91 | 38.77 | 471.03
41057 | 41057 | 80 mm diameter....................................................................................................................................................................... | [17 empty] | 1,747.06 |  |  |  | 34.96 |  |  | 40.58 | 565.87 |  | 41057 |  |  |  | 41057 | 1,747.06 34.96 40.58 565.87 41057 | 1747.06 | 34.96 | 40.58 | 565.87 | 1747.06 | 34.96 | 40.58 | 565.87
41058 | 41058 | 100 mm diameter.................................................................................................................................................................... | [17 empty] | 3,366.36 |  |  |  | 37.48 |  |  | 42.93 | 659.65 |  | 41058 |  |  |  | 41058 | 3,366.36 37.48 42.93 659.65 41058 | 3366.36 | 37.48 | 42.93 | 659.65 | 3366.36 | 37.48 | 42.93 | 659.65
41059 | 41059 | 150 mm diameter.................................................................................................................................................................... | [17 empty] | 8,588.06 |  |  |  | 49.92 |  |  | 56.99 | 754.49 |  | 41059 |  |  |  | 41059 | 8,588.06 49.92 56.99 754.49 41059 | 8588.06 | 49.92 | 56.99 | 754.49 | 8588.06 | 49.92 | 56.99 | 754.49
41/10
41 | 41 | LIQUEFIED PETROLEUM GAS | [15 empty] | 41
| Item | Item
LIQUEFIED PETROLEUM GAS (LPG) INSTALLATION (CONT'D)
| Take | [24 empty] | Take
| Supply | [22 empty] | down |  | down |  | Fix
| LPG cast steel quick-action shut-off valve, fail safe, lever operated globe type or | [16 empty] | and | [5 empty] | and |  | and set |  | only
| ball type, stainless stem including adaptors and flange as required : - | [16 empty] | fix | [5 empty] | clear |  | aside for
| away | [24 empty] | re-use
| A | [22 empty] | B |  | C |  | D
| Each |  |  | $ | [19 empty] | $ |  | $ |  | $
41060 | 41060 | 15 mm diameter....................................................................................................................................................................... | [17 empty] | 716.91 |  |  |  | 28.44 |  |  | 34.59 | 93.78 |  | 41060 |  |  |  | 41060 | 716.91 28.44 34.59 93.78 41060 | 716.91 | 28.44 | 34.59 | 93.78 | 716.91 | 28.44 | 34.59 | 93.78
41061 | 41061 | 20 mm diameter....................................................................................................................................................................... | [17 empty] | 819.23 |  |  |  | 29.00 |  |  | 35.29 | 141.20 |  | 41061 |  |  |  | 41061 | 819.23 29.00 35.29 141.20 41061 | 819.23 | 29 | 35.29 | 141.2 | 819.23 | 29 | 35.29 | 141.2
41062 | 41062 | 25 mm diameter....................................................................................................................................................................... | [17 empty] | 921.68 |  |  |  | 29.67 |  |  | 35.97 | 188.62 |  | 41062 |  |  |  | 41062 | 921.68 29.67 35.97 188.62 41062 | 921.68 | 29.67 | 35.97 | 188.62 | 921.68 | 29.67 | 35.97 | 188.62
41063 | 41063 | 32 mm diameter....................................................................................................................................................................... | [17 empty] | 1,280.14 |  |  |  | 30.38 |  |  | 36.53 | 236.05 |  | 41063 |  |  |  | 41063 | 1,280.14 30.38 36.53 236.05 41063 | 1280.14 | 30.38 | 36.53 | 236.05 | 1280.14 | 30.38 | 36.53 | 236.05
41064 | 41064 | 40 mm diameter....................................................................................................................................................................... | [17 empty] | 1,515.67 |  |  |  | 31.05 |  |  | 37.20 | 264.07 |  | 41064 |  |  |  | 41064 | 1,515.67 31.05 37.20 264.07 41064 | 1515.67 | 31.05 | 37.2 | 264.07 | 1515.67 | 31.05 | 37.2 | 264.07
41065 | 41065 | 50 mm diameter....................................................................................................................................................................... | [17 empty] | 1,843.35 |  |  |  | 32.30 |  |  | 38.57 | 282.40 |  | 41065 |  |  |  | 41065 | 1,843.35 32.30 38.57 282.40 41065 | 1843.35 | 32.3 | 38.57 | 282.4 | 1843.35 | 32.3 | 38.57 | 282.4
41066 | 41066 | 65 mm diameter....................................................................................................................................................................... | [17 empty] | 3,891.63 |  |  |  | 34.14 |  |  | 40.44 | 471.03 |  | 41066 |  |  |  | 41066 | 3,891.63 34.14 40.44 471.03 41066 | 3891.63 | 34.14 | 40.44 | 471.03 | 3891.63 | 34.14 | 40.44 | 471.03
41067 | 41067 | 80 mm diameter....................................................................................................................................................................... | [17 empty] | 4,631.20 |  |  |  | 36.22 |  |  | 42.32 | 565.87 |  | 41067 |  |  |  | 41067 | 4,631.20 36.22 42.32 565.87 41067 | 4631.2 | 36.22 | 42.32 | 565.87 | 4631.2 | 36.22 | 42.32 | 565.87
41068 | 41068 | 100 mm diameter.................................................................................................................................................................... | [17 empty] | 6,753.69 |  |  |  | 38.82 |  |  | 44.84 | 659.65 |  | 41068 |  |  |  | 41068 | 6,753.69 38.82 44.84 659.65 41068 | 6753.69 | 38.82 | 44.84 | 659.65 | 6753.69 | 38.82 | 44.84 | 659.65
41069 | 41069 | 150 mm diameter.................................................................................................................................................................... | [17 empty] | 14,279.39 |  |  |  | 51.67 |  |  | 59.54 | 754.49 |  | 41069 |  |  |  | 41069 | 14,279.39 51.67 59.54 754.49 41069 | 14279.39 | 51.67 | 59.54 | 754.49 | 14279.39 | 51.67 | 59.54 | 754.49
LPG solenoid valve c/w all necessary accessories : -
Each
41070 | 41070 | Up to 12 mm diameter............................................................................................................................................................ | [17 empty] | 3,368.15 |  |  |  | 23.76 |  |  | 28.96 | 754.49 |  | 41070 |  |  |  | 41070 | 3,368.15 23.76 28.96 754.49 41070 | 3368.15 | 23.76 | 28.96 | 754.49 | 3368.15 | 23.76 | 28.96 | 754.49
41071 | 41071 | 12 - 20 mm diameter............................................................................................................................................................... | [17 empty] | 6,736.29 |  |  |  | 24.23 |  |  | 29.69 | 1,131.75 |  | 41071 |  |  |  | 41071 | 6,736.29 24.23 29.69 1,131.75 41071 | 6736.29 | 24.23 | 29.69 | 1131.75 | 6736.29 | 24.23 | 29.69 | 1131.75
LPG equipment, with GU mark, c/w all necessary accessories : -
Each
41072 | 41072 | LPG water heater with or without wall case 5 - 10 litres/ min............................................................................................... | [17 empty] | 5,052.22 |  |  |  | 74.51 |  |  | 86.05 | 459.17 |  | 41072 |  |  |  | 41072 | 5,052.22 74.51 86.05 459.17 41072 | 5052.22 | 74.51 | 86.05 | 459.17 | 5052.22 | 74.51 | 86.05 | 459.17
41073 | 41073 | Build-in stove/ ring burner 1 ring........................................................................................................................................... | [17 empty] | 6,736.29 |  |  |  | 16.21 |  |  | 17.57 | 176.77 |  | 41073 |  |  |  | 41073 | 6,736.29 16.21 17.57 176.77 41073 | 6736.29 | 16.21 | 17.57 | 176.77 | 6736.29 | 16.21 | 17.57 | 176.77
41074 | 41074 | Build-in stove/ ring burner 2 rings.......................................................................................................................................... | [17 empty] | 21,050.91 |  |  |  | 16.47 |  |  | 17.84 | 191.86 |  | 41074 |  |  |  | 41074 | 21,050.91 16.47 17.84 191.86 41074 | 21050.91 | 16.47 | 17.84 | 191.86 | 21050.91 | 16.47 | 17.84 | 191.86
41075 | 41075 | LPG rice cooker 5 - 10 litres................................................................................................................................................... | [17 empty] | 33,681.46 |  |  |  | 17.11 |  |  | 18.54 | 217.73 |  | 41075 |  |  |  | 41075 | 33,681.46 17.11 18.54 217.73 41075 | 33681.46 | 17.11 | 18.54 | 217.73 | 33681.46 | 17.11 | 18.54 | 217.73
41/11
41 | 41 | LIQUEFIED PETROLEUM GAS | [15 empty] | 41
| Item | Item
LIQUEFIED PETROLEUM GAS (LPG) INSTALLATION (CONT'D)
| Gas cooker c/w open ring burners, oven, hot plates, a grill, standard baking tray, a | [16 empty] | Take | [7 empty] | Take
| roasting tin and a ring type wok adaptor suitable for 300 mm diameter nominal size | [17 empty] | Supply |  |  |  |  | down |  | down |  | Fix
| Chinese wok. |  |  |  | and | [18 empty] | and |  | and set |  | only
| fix | [22 empty] | clear |  | aside for
| away | [24 empty] | re-use
Cooking range power : -
| A | [22 empty] | B |  | C |  | D
| Each |  |  | $ | [19 empty] | $ |  | $ |  | $
41076 | 41076 | Up to 11.5 kW......................................................................................................................................................................... | [17 empty] | 21,050.91 |  |  |  | 355.69 |  |  | 374.02 | 699.53 |  | 41076 |  |  |  | 41076 | 21,050.91 355.69 374.02 699.53 41076 | 21050.91 | 355.69 | 374.02 | 699.53 | 21050.91 | 355.69 | 374.02 | 699.53
41077 | 41077 | 11.5 - 16.7 kW......................................................................................................................................................................... | [17 empty] | 37,891.65 |  |  |  | 469.95 |  |  | 494.75 | 746.96 |  | 41077 |  |  |  | 41077 | 37,891.65 469.95 494.75 746.96 41077 | 37891.65 | 469.95 | 494.75 | 746.96 | 37891.65 | 469.95 | 494.75 | 746.96
LPG Chinese cooking steamer c/w burners, air blowers, gas cock, 3 steam trays per
steamer unit, rice pans, operational and safety controls, water faucet, flame failure
device, automatic gas controller with solenoid valves, flue pipe, dim sum plates, dim
sum tray stand, steamer funnel and all necessary accessories : -
Each
41078 | 41078 | Single unit............................................................................................................................................................................... | [17 empty] | 42,101.83 |  |  |  | 224.20 |  |  | 309.34 | 1,829.12 |  | 41078 |  |  |  | 41078 | 42,101.83 224.20 309.34 1,829.12 41078 | 42101.83 | 224.2 | 309.34 | 1829.12 | 42101.83 | 224.2 | 309.34 | 1829.12
41079 | 41079 | Double unit.............................................................................................................................................................................. | [17 empty] | 67,362.93 |  |  |  | 268.39 |  |  | 353.54 | 1,934.73 |  | 41079 |  |  |  | 41079 | 67,362.93 268.39 353.54 1,934.73 41079 | 67362.93 | 268.39 | 353.54 | 1934.73 | 67362.93 | 268.39 | 353.54 | 1934.73
LPG Chinese cooking range c/w burners, air blowers, gas cock, operational and safety
controls, splash plate, water faucet, water pot, flame failure device, automatic gas
controller with solenoid valves, refractory brick lined combustion chamber, removable
stainless steel plate for spice pots, flue pipes, tail pots and all necessary accessories : -
Each
41080 | 41080 | 1 x 300 to 600 mm diameter wok........................................................................................................................................... | [17 empty] | 67,362.93 |  |  |  | 232.83 |  |  | 312.58 | 1,709.47 |  | 41080 |  |  |  | 41080 | 67,362.93 232.83 312.58 1,709.47 41080 | 67362.93 | 232.83 | 312.58 | 1709.47 | 67362.93 | 232.83 | 312.58 | 1709.47
41081 | 41081 | 2 x 300 to 600 mm diameter wok........................................................................................................................................... | [17 empty] | 15,156.66 |  |  |  | 260.84 |  |  | 434.38 | 2,803.49 |  | 41081 |  |  |  | 41081 | 15,156.66 260.84 434.38 2,803.49 41081 | 15156.66 | 260.84 | 434.38 | 2803.49 | 15156.66 | 260.84 | 434.38 | 2803.49
(The actual rate should be : $151,566.60 for Item 41081A)
41082 | 41082 | 1 x 800 mm diameter build-in wok......................................................................................................................................... | [17 empty] | 10,104.44 |  |  |  | 261.92 |  |  | 325.51 | 1,725.65 |  | 41082 |  |  |  | 41082 | 10,104.44 261.92 325.51 1,725.65 41082 | 10104.44 | 261.92 | 325.51 | 1725.65 | 10104.44 | 261.92 | 325.51 | 1725.65
(The actual rate should be : $101,044.40 for Item 41082A)
41083 | 41083 | 2 x 800 mm diameter build-in wok......................................................................................................................................... | [17 empty] | 23,577.02 |  |  |  | 301.80 |  |  | 482.89 | 2,950.08 |  | 41083 |  |  |  | 41083 | 23,577.02 301.80 482.89 2,950.08 41083 | 23577.02 | 301.8 | 482.89 | 2950.08 | 23577.02 | 301.8 | 482.89 | 2950.08
(The actual rate should be : $235,770.20 for Item 41083A)
41/12
41 | 41 | LIQUEFIED PETROLEUM GAS | [15 empty] | 41
| Item | Item
LIQUEFIED PETROLEUM GAS (LPG) INSTALLATION (CONT'D)
| Take | [24 empty] | Take
| Supply | [22 empty] | down |  | down |  | Fix
| Pressure test of existing LPG pipework : - | [9 empty] | and | [12 empty] | and |  | and set |  | only
| (Note : The following four items will only be paid for if ordered by the Maintenance | [17 empty] | fix |  |  |  |  | clear |  | aside for
| Surveyor in writing) |  |  |  |  | away | [19 empty] | re-use
| A | [22 empty] | B |  | C |  | D
| Per pipeline |  |  |  | $ | [18 empty] | $ |  | $ |  | $
41084 | 41084 | 15 - 25 mm.............................................................................................................................................................................. | [17 empty] | 3,507.33 |  |  |  | - |  |  | - | - |  | 41084 |  |  |  | 41084 | 3,507.33 - - - 41084 | 3507.33 | #VALUE! | #VALUE! | #VALUE! | 3507.33 | - | - | -
41085 | 41085 | 25 - 50 mm.............................................................................................................................................................................. | [17 empty] | 3,797.27 |  |  |  | - |  |  | - | - |  | 41085 |  |  |  | 41085 | 3,797.27 - - - 41085 | 3797.27 | #VALUE! | #VALUE! | #VALUE! | 3797.27 | - | - | -
41086 | 41086 | 50 - 80 mm.............................................................................................................................................................................. | [17 empty] | 4,405.18 |  |  |  | - |  |  | - | - |  | 41086 |  |  |  | 41086 | 4,405.18 - - - 41086 | 4405.18 | #VALUE! | #VALUE! | #VALUE! | 4405.18 | - | - | -
41087 | 41087 | 80 - 200 mm............................................................................................................................................................................ | [17 empty] | 5,292.26 |  |  |  | - |  |  | - | - |  | 41087 |  |  |  | 41087 | 5,292.26 - - - 41087 | 5292.26 | #VALUE! | #VALUE! | #VALUE! | 5292.26 | - | - | -
Sundries : -
Each
41088 | 41088 | Stainless steel box 1.5 mm thick, glass-fronted; size 230 mm x 250 mm x 250 mm............................................................ | [17 empty] | 842.04 |  |  |  | 11.12 |  |  | 11.48 | 46.35 |  | 41088 |  |  |  | 41088 | 842.04 11.12 11.48 46.35 41088 | 842.04 | 11.12 | 11.48 | 46.35 | 842.04 | 11.12 | 11.48 | 46.35
41089 | 41089 | LPG vaporizer, indirect heated type, flameproof/ explosion proof c/w necessary
| accessories, valves, rubber hose, etc. for vaporizing capacity 100 kg/ hr.............................................................................. | [18 empty] | 50,522.19 |  |  |  | 183.23 |  |  | 187.55 | 7,541.73 |  | 41089 |  |  |  | 41089 | 50,522.19 183.23 187.55 7,541.73 41089 | 50522.19 | 183.23 | 187.55 | 7541.73 | 50522.19 | 183.23 | 187.55 | 7541.73
LPG water heater c/w internal water tank, operational controls, safety features, control
panel, flame failure device and all necessary accessories : -
Capacity : -
Each
41090 | 41090 | 200 to 300 Litres..................................................................................................................................................................... | [17 empty] | 29,471.28 |  |  |  | 208.03 |  |  | 242.53 | 4,005.31 |  | 41090 |  |  |  | 41090 | 29,471.28 208.03 242.53 4,005.31 41090 | 29471.28 | 208.03 | 242.53 | 4005.31 | 29471.28 | 208.03 | 242.53 | 4005.31
(The actual rate should be : $294,712.80 for Item 41090A)
41091 | 41091 | 300 to 450 Litres..................................................................................................................................................................... | [17 empty] | 37,891.65 |  |  |  | 208.03 |  |  | 242.53 | 5,755.73 |  | 41091 |  |  |  | 41091 | 37,891.65 208.03 242.53 5,755.73 41091 | 37891.65 | 208.03 | 242.53 | 5755.73 | 37891.65 | 208.03 | 242.53 | 5755.73
(The actual rate should be : $378,916.50 for Item 41091A)
41/13
Section 42
TOWN GAS
42 | 42 | TOWN GAS | [8 empty] | 42
SECTION 42
TOWN GAS
SPECIAL CONDITIONS
| Measurement |  |  | SC42.01 | [6 empty] | All trench excavation shall be measured separately and paid for at the appropriate
| of excavations, |  |  | rates under Section 03 - Excavation of this Schedule. All chases in, and holes through
| chases, holes |  |  | existing walls, ceilings, etc. for tubing and pipes, (but not mortices or holes for
| and other |  |  | brackets) shall be measured and paid for at the appropriate rates under Section 04 -
| subsidiary work |  |  | Concrete Work, Section 05 - Brickwork and Blockwork or other applicable Work
Sections of this Schedule.
| Measurement |  |  | SC42.02 | [6 empty] | Pipework shall be measured in linear metres over all in-line fittings, short running
| of pipework |  |  | lengths and branches.
| Measurement |  |  | SC42.03 | [6 empty] | Testing and commissioning including submission of Testing and Commissioning
| of pressure test |  |  | Certificates and Records of Tests have been allowed in the rates under this Section. No
| of existing pipework |  |  |  |  | measurement will be made for testing and commissioning except for pressure test of
existing pipework where specifically ordered by the Maintenance Surveyor in writing.
| Measurement |  |  | SC42.04 | [6 empty] | Where a temporary supply is ordered by the Maintenance Surveyor, the provision of
| of temporary |  |  | all articles, labour and accessory materials (nails, screws, rawplugs and similar) necessary
| supply | for fixing shall be of temporary nature. For "use and waste" of all materials, such as
pipework, fittings and accessories, etc., for a period of not exceeding four weeks
from the date of certified completion, 50 per cent of the value of the appropriate "supply
and fix" items after the adjustment of contract percentages will be paid. For a period
exceeding four weeks and not exceeding eight weeks, 55 per cent will be paid and for
each subsequent month a further addition of 5 per cent will be made.
For a period of more than six months, the full rates, as for permanent works will be paid,
and the materials will become the property of the Employer.
No extra payment will be made for the removal of materials in connection with the
temporary supply, but the cost of which shall have been included in the payment as
aforementioned in the first paragraph hereof. The date of certified completion of a
temporary supply shall be the date when the installation is first brought into service.
The date when it ceases to be used shall be the date from which the Maintenance
Surveyor instructs the dismantlement of the installation, or the date when the installation
is no longer in use, whichever is earlier.
42/1
42 | 42 | TOWN GAS | [8 empty] | 42
SPECIAL CONDITIONS
| Rates generally |  |  | SC42.05 | [6 empty] | The rates for all items shall generally include for : -
| (a) | [11 empty] | Colour band and colour identification work.
| (b) | [11 empty] | Lettering and engraving for identification, signs, labels in both English and
Chinese.
| (c) | [11 empty] | Identification plates, signs, notice plates, discs and labels in both English and
Chinese.
| (d) | [11 empty] | Priming or painting off site and proprietary finishes or surface treatment
applied as part of the production process whether applied before or after
fabrication and assembly.
| (e) | [11 empty] | All protective and finishing painting work, apart from additional painting work
specifically ordered by the Maintenance Surveyor in writing which shall be
measured separately and paid for at the appropriate rates under Section 15 -
Painting of this Schedule.
| (f) | [11 empty] | Any kind of fixing method including provision of screws, nuts, bolts, shims,
washers, clips, brackets, hangers, supports and the like.
| (g) | [11 empty] | Provision of expansion joints in service runs wherever they coincide with
structural expansion joints.
| (h) | [11 empty] | Submission of catalogues, technical literature, data, calculations, test
certificates and approval documentation covering the equipment and materials
being supplied.
| (i) | [11 empty] | Preparing and submitting detail working drawings as required and all shop
drawings for the fabrication and installation.
| (j) | [11 empty] | Attendance, as required, of the manufacturers' representative to assist in the
installation and subsequent testing and commissioning.
| (k) | [11 empty] | Testing and commissioning including submission of Testing and
Commissioning Certificates and Records of Tests, except pressure test of
existing pipework. (Note : - Pressure test of existing pipework shall be
measured separately if ordered by the Maintenance Surveyor in writing)
| (l) | [11 empty] | Provision of all necessary testing instrument of approved type for testing and
commissioning.
| (m) | [11 empty] | Provision of mock-up work as specified.
| (n) | [11 empty] | Preparing and submitting operation and maintenance manuals and as-fitted
drawings for items of works as required.
| (o) | [11 empty] | Provision of schematic diagrams covered front and back with plastic sheet
including fixing to wall.
| (p) | [11 empty] | Provision of manufacturer's guarantee.
42/2
42 | 42 | TOWN GAS | [8 empty] | 42
SPECIAL CONDITIONS
| Rates for |  |  | SC42.06 | [6 empty] | The rates for pipework shall further include for : -
pipework
| (a) | [11 empty] | All short lengths, cutting and waste, and joints in the running length.
| (b) | [11 empty] | All pipework brackets, supports, hangers, guides, anchors and the like and
alternative method of jointing and fixing as specified (if any).
| (c) | [11 empty] | All pipework fittings (e.g. bends, elbows, branches, reducers, tees, caps and
the like) including connections, cutting and jointing pipes to fittings.
| (d) | [11 empty] | Screwed sockets, tappings, bosses and welding-necks welded to pipes or
flanges including perforating the pipework or flanges.
| (e) | [11 empty] | Connections between pipework of different materials and differing grades of
same material.
| (f) | [11 empty] | Wall, floor and ceiling plates.
| (g) | [11 empty] | All jointing including provision of flexible connections and/or necessary
adaptors and connectors, welding consumable, jointing tapes, flanges, unions,
gasket, bolts and nuts and the like where required.
| (h) | [11 empty] | Expansion loops and compensators including connections, cutting and jointing
to pipes and fittings.
| (i) | [11 empty] | Provision of all sleeves for casting in or building in where pipes pass through
slabs, walls or beams and caulking between pipe and sleeve where required.
| (j) | [11 empty] | Fixing in any position to floors, walls and ceilings including laying in trenches
and fixing in chases, ducts, false ceilings and similar positions, and wrapping
with protective tape where required.
| Rates for |  |  | SC42.07 | [6 empty] | The rates for in-line pipework equipment (e.g. valves, flow meters, gauges and the
| in-line | like) shall further include for : -
pipework
| equipment |  |  | (a) | [8 empty] | Cutting and jointing to pipes and fittings.
| (b) | [11 empty] | Stripping down repacking glands and preparing spindles, as appropriate,
prior to installation.
42/3
42 | 42 | TOWN GAS | [8 empty] | 42
SPECIAL CONDITIONS
| Rates for |  |  | SC42.08 | [6 empty] | The rates for pressure test of existing pipework (including associated in-line fittings
| pressure test |  |  | and in-line pipework equipment and the like) shall include for : -
of existing
| pipework |  |  | (a) | [8 empty] | De-gasing and cleaning of pipeline by any means necessary before carrying
out any test.
| (b) | [11 empty] | All preparation work including temporary sealing ends of pipes and
connections.
| (c) | [11 empty] | Provision of all necessary testing instrument of approved type for pressure
test.
| (d) | [11 empty] | Provision of test record.
| (e) | [11 empty] | Submission of Surveyor Certificate as specified.
| (f) | [11 empty] | Making good all works disturbed.
| (g) | [11 empty] | Purging into service.
| Rates for |  |  | SC42.09 | [6 empty] | The rates for "Take down and clear away" or "Take down and set aside for re-use"
| "Take down |  |  | existing items in connection with town gas installation shall further include for : -
and clear
| away" or |  |  | (a) | [8 empty] | Taking down all associated pipeworks and building services works (if any).
"Take down
| and set aside for |  |  |  | (b) | [7 empty] | All in-line fittings including brackets, supports, hangers and the like.
re-use"
| (c) | [11 empty] | Cutting into existing pipework in position.
| (d) | [11 empty] | De-gasing of existing pipework (including associated in-line fittings and the
like) as required.
| (c) | [11 empty] | Plugging off remaining ends with plugs or caps as required.
| (f) | [11 empty] | Preparing remaining ends of pipeworks and building services works (if any)
to receive connections with new work if required.
| (g) | [11 empty] | Making good all works disturbed.
| Particular |  |  | SC42.10 | [6 empty] | The Particular Specification for town gas installation can be found in the Contract.
Specification
42/4
42 | 42 | TOWN GAS | [8 empty] | 42
| Item | Item
| TOWN GAS INSTALLATION | [9 empty] | Take | [14 empty] | Take
| Supply | [22 empty] | down |  | down |  | Fix
| and | [22 empty] | and |  | and set |  | only
| Galvanized mild steel gas pipe to BS EN 10255:2004 or ISO 65:1981, | [16 empty] | fix | [5 empty] | clear |  | aside for
| c/w all necessary accessories : - | [9 empty] | away | [14 empty] | re-use
| A | [22 empty] | B |  | C |  | D
| Per linear metre |  |  |  |  | $ | [17 empty] | $ |  | $ |  | $
42001 | 42001 | 15 mm diameter....................................................................................................................................................................... | [17 empty] | 400.84 |  |  |  | 6.41 |  |  | 7.64 | 88.39 |  | 42001 |  |  |  | 42001 | 400.84 6.41 7.64 88.39 42001 | 400.84 | 6.41 | 7.64 | 88.39 | 400.84 | 6.41 | 7.64 | 88.39
42002 | 42002 | 20 mm diameter....................................................................................................................................................................... | [17 empty] | 440.92 |  |  |  | 7.06 |  |  | 8.30 | 104.55 |  | 42002 |  |  |  | 42002 | 440.92 7.06 8.30 104.55 42002 | 440.92 | 7.06 | 8.3 | 104.55 | 440.92 | 7.06 | 8.3 | 104.55
42003 | 42003 | 25 mm diameter....................................................................................................................................................................... | [17 empty] | 481.00 |  |  |  | 7.24 |  |  | 8.38 | 115.33 |  | 42003 |  |  |  | 42003 | 481.00 7.24 8.38 115.33 42003 | 481 | 7.24 | 8.38 | 115.33 | 481 | 7.24 | 8.38 | 115.33
42004 | 42004 | 32 mm diameter....................................................................................................................................................................... | [17 empty] | 521.10 |  |  |  | 8.85 |  |  | 9.60 | 136.90 |  | 42004 |  |  |  | 42004 | 521.10 8.85 9.60 136.90 42004 | 521.1 | 8.85 | 9.6 | 136.9 | 521.1 | 8.85 | 9.6 | 136.9
42005 | 42005 | 40 mm diameter....................................................................................................................................................................... | [17 empty] | 556.72 |  |  |  | 10.18 |  |  | 11.02 | 159.53 |  | 42005 |  |  |  | 42005 | 556.72 10.18 11.02 159.53 42005 | 556.72 | 10.18 | 11.02 | 159.53 | 556.72 | 10.18 | 11.02 | 159.53
42006 | 42006 | 50 mm diameter ...................................................................................................................................................................... | [17 empty] | 601.27 |  |  |  | 11.78 |  |  | 12.61 | 187.55 |  | 42006 |  |  |  | 42006 | 601.27 11.78 12.61 187.55 42006 | 601.27 | 11.78 | 12.61 | 187.55 | 601.27 | 11.78 | 12.61 | 187.55
42007 | 42007 | 65 mm diameter....................................................................................................................................................................... | [17 empty] | 714.03 |  |  |  | 13.86 |  |  | 15.16 | 222.03 |  | 42007 |  |  |  | 42007 | 714.03 13.86 15.16 222.03 42007 | 714.03 | 13.86 | 15.16 | 222.03 | 714.03 | 13.86 | 15.16 | 222.03
42008 | 42008 | 80 mm diameter....................................................................................................................................................................... | [17 empty] | 874.37 |  |  |  | 17.25 |  |  | 18.18 | 270.54 |  | 42008 |  |  |  | 42008 | 874.37 17.25 18.18 270.54 42008 | 874.37 | 17.25 | 18.18 | 270.54 | 874.37 | 17.25 | 18.18 | 270.54
42009 | 42009 | 100 mm diameter.................................................................................................................................................................... | [17 empty] | 1,066.68 |  |  |  | 20.62 |  |  | 21.57 | 335.22 |  | 42009 |  |  |  | 42009 | 1,066.68 20.62 21.57 335.22 42009 | 1066.68 | 20.62 | 21.57 | 335.22 | 1066.68 | 20.62 | 21.57 | 335.22
42010 | 42010 | 150 mm diameter.................................................................................................................................................................... | [17 empty] | 1,661.64 |  |  |  | 37.96 |  |  | 40.69 | 530.31 |  | 42010 |  |  |  | 42010 | 1,661.64 37.96 40.69 530.31 42010 | 1661.64 | 37.96 | 40.69 | 530.31 | 1661.64 | 37.96 | 40.69 | 530.31
Underground galvanized mild steel gas pipe to BS EN 10216-1:2002, BS EN 10217-1:2002
or ANSI/ API Spec 5L:2007 or ASTM A53/ A53M-10:2010, c/w all necessary accessories : -
Per linear metre
42011 | 42011 | 20 mm diameter....................................................................................................................................................................... | [17 empty] | 470.32 |  |  |  | 7.64 |  |  | 8.10 | 126.11 |  | 42011 |  |  |  | 42011 | 470.32 7.64 8.10 126.11 42011 | 470.32 | 7.64 | 8.1 | 126.11 | 470.32 | 7.64 | 8.1 | 126.11
42012 | 42012 | 25 mm diameter....................................................................................................................................................................... | [17 empty] | 513.08 |  |  |  | 7.82 |  |  | 8.38 | 140.11 |  | 42012 |  |  |  | 42012 | 513.08 7.82 8.38 140.11 42012 | 513.08 | 7.82 | 8.38 | 140.11 | 513.08 | 7.82 | 8.38 | 140.11
42013 | 42013 | 32 mm diameter....................................................................................................................................................................... | [17 empty] | 555.84 |  |  |  | 8.85 |  |  | 9.91 | 160.60 |  | 42013 |  |  |  | 42013 | 555.84 8.85 9.91 160.60 42013 | 555.84 | 8.85 | 9.91 | 160.6 | 555.84 | 8.85 | 9.91 | 160.6
42014 | 42014 | 40 mm diameter....................................................................................................................................................................... | [17 empty] | 593.84 |  |  |  | 10.36 |  |  | 11.48 | 188.62 |  | 42014 |  |  |  | 42014 | 593.84 10.36 11.48 188.62 42014 | 593.84 | 10.36 | 11.48 | 188.62 | 593.84 | 10.36 | 11.48 | 188.62
42015 | 42015 | 50 mm diameter ...................................................................................................................................................................... | [17 empty] | 641.35 |  |  |  | 11.78 |  |  | 12.90 | 230.66 |  | 42015 |  |  |  | 42015 | 641.35 11.78 12.90 230.66 42015 | 641.35 | 11.78 | 12.9 | 230.66 | 641.35 | 11.78 | 12.9 | 230.66
42016 | 42016 | 65 mm diameter....................................................................................................................................................................... | [17 empty] | 761.62 |  |  |  | 14.59 |  |  | 15.73 | 269.47 |  | 42016 |  |  |  | 42016 | 761.62 14.59 15.73 269.47 42016 | 761.62 | 14.59 | 15.73 | 269.47 | 761.62 | 14.59 | 15.73 | 269.47
42017 | 42017 | 80 mm diameter....................................................................................................................................................................... | [17 empty] | 932.67 |  |  |  | 17.60 |  |  | 18.74 | 301.80 |  | 42017 |  |  |  | 42017 | 932.67 17.60 18.74 301.80 42017 | 932.67 | 17.6 | 18.74 | 301.8 | 932.67 | 17.6 | 18.74 | 301.8
42018 | 42018 | 100 mm diameter.................................................................................................................................................................... | [17 empty] | 1,137.79 |  |  |  | 19.78 |  |  | 21.66 | 398.81 |  | 42018 |  |  |  | 42018 | 1,137.79 19.78 21.66 398.81 42018 | 1137.79 | 19.78 | 21.66 | 398.81 | 1137.79 | 19.78 | 21.66 | 398.81
42019 | 42019 | 150 mm diameter.................................................................................................................................................................... | [17 empty] | 1,772.39 |  |  |  | 32.69 |  |  | 35.23 | 559.41 |  | 42019 |  |  |  | 42019 | 1,772.39 32.69 35.23 559.41 42019 | 1772.39 | 32.69 | 35.23 | 559.41 | 1772.39 | 32.69 | 35.23 | 559.41
42/5
42 | 42 | TOWN GAS | [8 empty] | 42
| Item | Item
| TOWN GAS INSTALLATION (CONT'D) | [12 empty] | Take | [11 empty] | Take
| Supply | [22 empty] | down |  | down |  | Fix
| and | [22 empty] | and |  | and set |  | only
| Bronze isolating valve, globe type or gate type or ball type, including adaptors | [16 empty] | fix | [5 empty] | clear |  | aside for
| and flanges as required : - | [9 empty] | away | [14 empty] | re-use
| A | [22 empty] | B |  | C |  | D
| Each |  |  | $ | [19 empty] | $ |  | $ |  | $
42020 | 42020 | 15 mm diameter....................................................................................................................................................................... | [17 empty] | 235.14 |  |  |  | 27.41 |  |  | 33.15 | 93.78 |  | 42020 |  |  |  | 42020 | 235.14 27.41 33.15 93.78 42020 | 235.14 | 27.41 | 33.15 | 93.78 | 235.14 | 27.41 | 33.15 | 93.78
42021 | 42021 | 20 mm diameter....................................................................................................................................................................... | [17 empty] | 285.46 |  |  |  | 27.97 |  |  | 33.82 | 141.20 |  | 42021 |  |  |  | 42021 | 285.46 27.97 33.82 141.20 42021 | 285.46 | 27.97 | 33.82 | 141.2 | 285.46 | 27.97 | 33.82 | 141.2
42022 | 42022 | 25 mm diameter....................................................................................................................................................................... | [17 empty] | 335.75 |  |  |  | 28.63 |  |  | 34.48 | 188.62 |  | 42022 |  |  |  | 42022 | 335.75 28.63 34.48 188.62 42022 | 335.75 | 28.63 | 34.48 | 188.62 | 335.75 | 28.63 | 34.48 | 188.62
42023 | 42023 | 32 mm diameter....................................................................................................................................................................... | [17 empty] | 406.18 |  |  |  | 29.29 |  |  | 35.04 | 236.05 |  | 42023 |  |  |  | 42023 | 406.18 29.29 35.04 236.05 42023 | 406.18 | 29.29 | 35.04 | 236.05 | 406.18 | 29.29 | 35.04 | 236.05
42024 | 42024 | 40 mm diameter....................................................................................................................................................................... | [17 empty] | 486.66 |  |  |  | 29.96 |  |  | 35.70 | 264.07 |  | 42024 |  |  |  | 42024 | 486.66 29.96 35.70 264.07 42024 | 486.66 | 29.96 | 35.7 | 264.07 | 486.66 | 29.96 | 35.7 | 264.07
42025 | 42025 | 50 mm diameter ...................................................................................................................................................................... | [17 empty] | 587.26 |  |  |  | 31.17 |  |  | 37.02 | 282.40 |  | 42025 |  |  |  | 42025 | 587.26 31.17 37.02 282.40 42025 | 587.26 | 31.17 | 37.02 | 282.4 | 587.26 | 31.17 | 37.02 | 282.4
42026 | 42026 | 80 mm diameter....................................................................................................................................................................... | [17 empty] | 889.08 |  |  |  | 35.04 |  |  | 40.42 | 565.87 |  | 42026 |  |  |  | 42026 | 889.08 35.04 40.42 565.87 42026 | 889.08 | 35.04 | 40.42 | 565.87 | 889.08 | 35.04 | 40.42 | 565.87
Cast steel isolating valve, globe type or gate type or ball type, stainless steel stem
including adaptors and flanges as required : -
Each
42027 | 42027 | 65 mm diameter....................................................................................................................................................................... | [17 empty] | 2,723.61 |  |  |  | 32.91 |  |  | 38.77 | 471.03 |  | 42027 |  |  |  | 42027 | 2,723.61 32.91 38.77 471.03 42027 | 2723.61 | 32.91 | 38.77 | 471.03 | 2723.61 | 32.91 | 38.77 | 471.03
42028 | 42028 | 80 mm diameter....................................................................................................................................................................... | [17 empty] | 3,314.44 |  |  |  | 34.96 |  |  | 40.58 | 565.87 |  | 42028 |  |  |  | 42028 | 3,314.44 34.96 40.58 565.87 42028 | 3314.44 | 34.96 | 40.58 | 565.87 | 3314.44 | 34.96 | 40.58 | 565.87
42029 | 42029 | 100 mm diameter.................................................................................................................................................................... | [17 empty] | 4,536.55 |  |  |  | 37.48 |  |  | 42.93 | 659.65 |  | 42029 |  |  |  | 42029 | 4,536.55 37.48 42.93 659.65 42029 | 4536.55 | 37.48 | 42.93 | 659.65 | 4536.55 | 37.48 | 42.93 | 659.65
42030 | 42030 | 150 mm diameter.................................................................................................................................................................... | [17 empty] | 10,632.84 |  |  |  | 49.92 |  |  | 56.99 | 754.49 |  | 42030 |  |  |  | 42030 | 10,632.84 49.92 56.99 754.49 42030 | 10632.84 | 49.92 | 56.99 | 754.49 | 10632.84 | 49.92 | 56.99 | 754.49
Bronze quick action shut-off valves, lever-operated ball type or globe type,
including adaptors and flanges as required : -
Each
42031 | 42031 | 20 mm diameter....................................................................................................................................................................... | [17 empty] | 236.76 |  |  |  | 27.97 |  |  | 33.82 | 141.20 |  | 42031 |  |  |  | 42031 | 236.76 27.97 33.82 141.20 42031 | 236.76 | 27.97 | 33.82 | 141.2 | 236.76 | 27.97 | 33.82 | 141.2
42032 | 42032 | 25 mm diameter....................................................................................................................................................................... | [17 empty] | 335.75 |  |  |  | 28.63 |  |  | 34.48 | 188.62 |  | 42032 |  |  |  | 42032 | 335.75 28.63 34.48 188.62 42032 | 335.75 | 28.63 | 34.48 | 188.62 | 335.75 | 28.63 | 34.48 | 188.62
42033 | 42033 | 32 mm diameter....................................................................................................................................................................... | [17 empty] | 420.77 |  |  |  | 29.29 |  |  | 35.04 | 236.05 |  | 42033 |  |  |  | 42033 | 420.77 29.29 35.04 236.05 42033 | 420.77 | 29.29 | 35.04 | 236.05 | 420.77 | 29.29 | 35.04 | 236.05
42034 | 42034 | 40 mm diameter....................................................................................................................................................................... | [17 empty] | 534.35 |  |  |  | 29.96 |  |  | 35.70 | 264.07 |  | 42034 |  |  |  | 42034 | 534.35 29.96 35.70 264.07 42034 | 534.35 | 29.96 | 35.7 | 264.07 | 534.35 | 29.96 | 35.7 | 264.07
42035 | 42035 | 50 mm diameter ...................................................................................................................................................................... | [17 empty] | 717.56 |  |  |  | 31.17 |  |  | 37.02 | 282.40 |  | 42035 |  |  |  | 42035 | 717.56 31.17 37.02 282.40 42035 | 717.56 | 31.17 | 37.02 | 282.4 | 717.56 | 31.17 | 37.02 | 282.4
42/6
42 | 42 | TOWN GAS | [8 empty] | 42
| Item | Item
| TOWN GAS INSTALLATION (CONT'D) | [12 empty] | Take | [11 empty] | Take
| Supply | [22 empty] | down |  | down |  | Fix
| and | [22 empty] | and |  | and set |  | only
| Cast steel quick action shut-off valves, lever-operated ball type or globe type, | [16 empty] | fix | [5 empty] | clear |  | aside for
| stainless steel stem including adaptors and flanges as required : - | [14 empty] | away | [9 empty] | re-use
| A | [22 empty] | B |  | C |  | D
| Each |  |  | $ | [19 empty] | $ |  | $ |  | $
42036 | 42036 | 65 mm diameter....................................................................................................................................................................... | [17 empty] | 3,497.34 |  |  |  | 32.91 |  |  | 38.77 | 471.03 |  | 42036 |  |  |  | 42036 | 3,497.34 32.91 38.77 471.03 42036 | 3497.34 | 32.91 | 38.77 | 471.03 | 3497.34 | 32.91 | 38.77 | 471.03
42037 | 42037 | 80 mm diameter....................................................................................................................................................................... | [17 empty] | 3,795.70 |  |  |  | 34.96 |  |  | 40.58 | 565.87 |  | 42037 |  |  |  | 42037 | 3,795.70 34.96 40.58 565.87 42037 | 3795.7 | 34.96 | 40.58 | 565.87 | 3795.7 | 34.96 | 40.58 | 565.87
42038 | 42038 | 100 mm diameter.................................................................................................................................................................... | [17 empty] | 5,326.86 |  |  |  | 37.48 |  |  | 42.93 | 659.65 |  | 42038 |  |  |  | 42038 | 5,326.86 37.48 42.93 659.65 42038 | 5326.86 | 37.48 | 42.93 | 659.65 | 5326.86 | 37.48 | 42.93 | 659.65
42039 | 42039 | 150 mm diameter.................................................................................................................................................................... | [17 empty] | 13,025.64 |  |  |  | 49.92 |  |  | 56.99 | 754.49 |  | 42039 |  |  |  | 42039 | 13,025.64 49.92 56.99 754.49 42039 | 13025.64 | 49.92 | 56.99 | 754.49 | 13025.64 | 49.92 | 56.99 | 754.49
Town gas outlet point c/w cocks, including adaptors and flanges as required : -
Each
42040 | 42040 | 20 mm diameter....................................................................................................................................................................... | [17 empty] | 363.10 |  |  |  | 28.92 |  |  | 36.93 | 45.27 |  | 42040 |  |  |  | 42040 | 363.10 28.92 36.93 45.27 42040 | 363.1 | 28.92 | 36.93 | 45.27 | 363.1 | 28.92 | 36.93 | 45.27
42041 | 42041 | 25 mm diameter....................................................................................................................................................................... | [17 empty] | 371.12 |  |  |  | 29.57 |  |  | 37.59 | 47.42 |  | 42041 |  |  |  | 42041 | 371.12 29.57 37.59 47.42 42041 | 371.12 | 29.57 | 37.59 | 47.42 | 371.12 | 29.57 | 37.59 | 47.42
Gas cock : -
Each
42042 | 42042 | 2-way flexible tube cock......................................................................................................................................................... | [17 empty] | 600.24 |  |  |  | 36.83 |  |  | 45.12 | 57.12 |  | 42042 |  |  |  | 42042 | 600.24 36.83 45.12 57.12 42042 | 600.24 | 36.83 | 45.12 | 57.12 | 600.24 | 36.83 | 45.12 | 57.12
42043 | 42043 | 2-way bench cock, laboratory type 15 mm diameter.............................................................................................................. | [17 empty] | 624.88 |  |  |  | 36.83 |  |  | 45.12 | 57.12 |  | 42043 |  |  |  | 42043 | 624.88 36.83 45.12 57.12 42043 | 624.88 | 36.83 | 45.12 | 57.12 | 624.88 | 36.83 | 45.12 | 57.12
Sundries : -
Each
42044 | 42044 | Stainless steel box 1.5 mm thick, glass-fronted; size 230 mm x 250 mm x 250 mm............................................................ | [17 empty] | 615.34 |  |  |  | 11.12 |  |  | 11.48 | 46.35 |  | 42044 |  |  |  | 42044 | 615.34 11.12 11.48 46.35 42044 | 615.34 | 11.12 | 11.48 | 46.35 | 615.34 | 11.12 | 11.48 | 46.35
Pressure test of existing town gas pipeworks : -
(Note : The following four items will only be paid for if ordered by the Maintenance
Surveyor in writing)
Per pipeline
42045 | 42045 | 15 - 25 mm.............................................................................................................................................................................. | [17 empty] | 3,507.33 |  |  |  | - |  |  | - | - |  | 42045 |  |  |  | 42045 | 3,507.33 - - - 42045 | 3507.33 | #VALUE! | #VALUE! | #VALUE! | 3507.33 | - | - | -
42046 | 42046 | 25 - 50 mm.............................................................................................................................................................................. | [17 empty] | 3,797.27 |  |  |  | - |  |  | - | - |  | 42046 |  |  |  | 42046 | 3,797.27 - - - 42046 | 3797.27 | #VALUE! | #VALUE! | #VALUE! | 3797.27 | - | - | -
42047 | 42047 | 50 - 80 mm.............................................................................................................................................................................. | [17 empty] | 4,405.18 |  |  |  | - |  |  | - | - |  | 42047 |  |  |  | 42047 | 4,405.18 - - - 42047 | 4405.18 | #VALUE! | #VALUE! | #VALUE! | 4405.18 | - | - | -
42048 | 42048 | 80 - 200 mm............................................................................................................................................................................ | [17 empty] | 5,292.26 |  |  |  | - |  |  | - | - |  | 42048 |  |  |  | 42048 | 5,292.26 - - - 42048 | 5292.26 | #VALUE! | #VALUE! | #VALUE! | 5292.26 | - | - | -
42/7
Section 43
MEDICAL GASES
43 | 43 | MEDICAL GASES | [10 empty] | 43
SECTION 43
MEDICAL GASES
SPECIAL CONDITIONS
| Measurement |  |  | SC43.01 | [6 empty] | All trench excavation shall be measured separately and paid for at the appropriate
| of excavations, |  |  | rates under Section 03 - Excavation of this Schedule. All chases in, and holes
| chases, holes |  |  | through existing walls, ceilings, etc. for tubing and pipes, (but not mortices or
| and other |  |  | holes for brackets) shall be measured and paid for at the appropriate rates under
| subsidiary work |  |  | Section 04 - Concrete Work, Section 05 - Brickwork and Blockwork or other
applicable Work Sections of this Schedule.
| Measurement |  |  | SC43.02 | [6 empty] | All works of electrical power supply up to power supply points (e.g. switchgear
| of power supply |  |  | or isolator or spur unit and the like) for the equipment shall be measured
separately and paid for at the appropriate rates under Section 27 - Lighting
Systems and Fixtures, Section 28 - Small Power Distribution, Section 29 - Main
Distribution Systems and Section 30 - Miscellaneous Electrical Installations or
other applicable Work Sections of this Schedule.
| Measurement |  |  | SC43.03 | [6 empty] | Pipework shall be measured in linear metres over all in-line fittings, short
| of pipework |  |  | running lengths and branches.
| Measurement |  |  | SC43.04 | [6 empty] | The indicating/control panel shall be assumed to be located on the same floor as
| of indicating/ |  |  | the medical gas pipeline installation. When this panel is located on other floor,
| control panel |  |  | the interconnecting cables and the conduit facilities shall be measured separately
from the control panel to the junction box on that floor for which the gas points
of that floor are grouped for connection to the control panel. In such case, the
junction box shall be assumed to be located as near as possible to the control
panel.
| Measurement |  |  | SC43.05 | [6 empty] | Testing and commissioning including submission of Testing and Commissioning
| of tests on |  |  | Certificates and Records of Tests have been allowed in the rates under this
| existing medical |  |  | Section. No measurement will be made for testing and commissioning except
| gases system |  |  | for tests on existing medical gases system where specifically ordered by the
Maintenance Surveyor in writing.
43/1
43 | 43 | MEDICAL GASES | [10 empty] | 43
SPECIAL CONDITIONS
| Measurement |  |  | SC43.06 | [6 empty] | Where a temporary supply is ordered by the Maintenance Surveyor, the provision of
| of temporary |  |  | all articles, labour and accessory materials (nails, screws, rawplugs and similar) necessary
| supply | for fixing shall be of temporary nature. For "use and waste" of all materials, such as
pipework, fittings and accessories, etc., for a period of not exceeding four weeks
from the date of certified completion, 50 per cent of the value of the appropriate "supply
and fix" items after the adjustment of contract percentages will be paid. For a period
exceeding four weeks and not exceeding eight weeks, 55 per cent will be paid and for
each subsequent month a further addition of 5 per cent will be made.
For a period of more than six months, the full rates, as for permanent works will be paid,
and the materials will become the property of the Employer.
No extra payment will be made for the removal of materials in connection with the
temporary supply, but the cost of which shall have been included in the payment as
aforementioned in the first paragraph hereof. The date of certified completion of a
temporary supply shall be the date when the installation is first brought into service.
The date when it ceases to be used shall be the date from which the Maintenance
Surveyor instructs the dismantlement of the installation, or the date when the installation
is no longer in use, whichever is earlier.
| Rates generally |  |  | SC43.07 | [6 empty] | The rates for all items shall generally include for : -
| (a) | [11 empty] | Colour band and colour identification work.
| (b) | [11 empty] | Lettering and engraving for identification, signs, labels in both English and Chinese.
| (c) | [11 empty] | Identification plates, signs, notice plates, discs and labels in both English and Chinese.
| (d) | [11 empty] | Priming or painting off site and proprietary finishes or surface treatment
applied as part of the production process whether applied before or after
fabrication and assembly.
| (e) | [11 empty] | All protective and finishing painting work, apart from additional painting
work specifically ordered by the Maintenance Surveyor in writing which
shall be measured separately and paid for at the appropriate rates under
Section 15 - Painting of this Schedule.
| (f) | [11 empty] | Any kind of fixing method including provision of screws, nuts, bolts,
shims, washers, clips, brackets, hangers, supports and the like.
| (g) | [11 empty] | Provision of expansion joints in service runs wherever they coincide
with structural expansion joints.
| (h) | [11 empty] | Submission of catalogues, technical literature, data, calculations, test
certificates and approval documentation covering the equipment and
materials being supplied.
43/2
43 | 43 | MEDICAL GASES | [10 empty] | 43
SPECIAL CONDITIONS
| Rates generally |  |  | SC43.07 | [6 empty] | (i) |  | Preparing and submitting detail working drawings as required and all
| (Cont'd) |  |  | (Cont'd) | [6 empty] | shop drawings for the fabrication and installation.
| (j) | [11 empty] | Attendance, as required, of the manufacturers' representative to assist in
the installation and subsequent testing and commissioning.
| (k) | [11 empty] | Testing and commissioning including submission of Testing and
Commissioning Certificates and Records of Tests, except tests on existing
medical gases system. (Note : - Tests on existing medical gases system shall
be measured separately if ordered by the Maintenance Surveyor in
writing)
| (l) | [11 empty] | Provision of all necessary power, labour and testing instrument of
approved type for testing and commissioning.
| (m) | [11 empty] | Provision of mock-up work as specified.
| (n) | [11 empty] | Preparing and submitting operation and maintenance manuals and
as-fitted drawings for items of works as required.
| (o) | [11 empty] | Provision of schematic diagrams covered front and back with plastic
sheet including fixing to wall.
| (p) | [11 empty] | Provision of manufacturer's guarantee.
| Rates for |  |  | SC43.08 | [6 empty] | The rates for pipework shall further include for : -
pipework
| (a) | [11 empty] | All short lengths, cutting and waste, and joints in the running length.
| (b) | [11 empty] | All pipework brackets, supports, hangers, guides, anchors and the like
and alternative method of jointing and fixing as specified (if any).
| (c) | [11 empty] | All pipework fittings (e.g. bends, elbows, branches, reducers, tees, caps
and the like) including connections, cutting and jointing pipes to fittings.
| (d) | [11 empty] | Screwed sockets, tappings, bosses and welding-necks welded to pipes
or flanges including perforating the pipework or flanges.
| (e) | [11 empty] | Connections between pipework of different materials and differing
grades of same material.
| (f) | [11 empty] | Wall, floor and ceiling plates.
| (g) | [11 empty] | All jointing including provision of flexible connections and/or necessary
adaptors and connectors, welding consumable, jointing tapes, flanges,
unions, gasket, bolts and nuts and the like where required.
43/3
43 | 43 | MEDICAL GASES | [10 empty] | 43
SPECIAL CONDITIONS
| Rates for |  |  | SC43.08 | [6 empty] | (h) |  | Expansion loops and compensators including connections, cutting and
| pipework |  |  | (Cont'd) | [6 empty] | jointing to pipes and fittings.
(Cont'd)
| (i) | [11 empty] | Provision of all sleeves for casting in or building in where pipes pass
through slabs, walls or beams and caulking between pipe and sleeve
where required.
| (j) | [11 empty] | Fixing in any position to floors, walls and ceilings including laying in
trenches and fixing in chases, ducts, false ceilings and similar positions,
and wrapping with protective tape where required.
| Rates for |  |  | SC43.09 | [6 empty] | The rates for in-line pipework equipment (e.g. valves, flow meters, gauges and
| in-line | the like) shall further include for : -
pipework
| equipment |  |  | (a) | [8 empty] | Cutting and jointing to pipes and fittings.
| (b) | [11 empty] | Stripping down repacking glands and preparing spindles, as appropriate,
prior to installation.
| Rates for |  |  | SC43.10 | [6 empty] | Indicating/control panel shall be measured on the basis of complete unit
| indicating/ |  |  | monitoring and controlling the number of zones as specified. Rates for
| control panels |  |  | indicating/control panels shall further include for all necessary control wiring,
electronic components, relays, contacts, indicating lamp, push button package,
selector switches, interconnecting cable and associated conduit/trunking
between the equipment and the indicating/control panel and/or for connecting to
existing indicating/control panel as required.
| Rates for |  |  | SC43.11 | [6 empty] | The rate for equipment shall further include for : -
equipment
| (a) | [11 empty] | All necessary assembly, orientation, alignment, levelling and bolting
down, together with the provision of shims and packing pieces,
strainers, instrumentation and the like.
| (b) | [11 empty] | Provision of all associated components.
| (c) | [11 empty] | Final connection and terminations to gas supply including all necessary
pipework, valves, gauges and necessary accessories required for
energizing the equipment to properly operate at specified duties.
| (d) | [11 empty] | Earth/equipotential bonding.
43/4
43 | 43 | MEDICAL GASES | [10 empty] | 43
SPECIAL CONDITIONS
| Rates for |  |  | SC43.12 | [6 empty] | The rates for tests on existing medical gases system shall include for : -
tests on
| existing |  | (a) | [9 empty] | Cleaning of pipeline by any means necessary before carrying out any
| medical gases |  |  | tests.
system
| (b) | [11 empty] | All preparation work including temporary sealing ends of pipes and
connections.
| (c) | [11 empty] | Provision of all necessary testing instrument and material of approved
type for the tests.
| (d) | [11 empty] | Provision of test record.
| (e) | [11 empty] | Making good all works disturbed.
| Rates for |  |  | SC43.13 | [6 empty] | The rates for "Take down and clear away" or "Take down and set aside for
| "Take down |  |  | re-use" existing items in connection with medical gases installation shall further
| and clear |  |  | include for : -
away" or
| "Take down |  |  | (a) | [8 empty] | Taking down all associated pipework and building services works (if
| and set aside |  |  | any).
for re-use"
| (b) | [11 empty] | All in-line fittings including brackets, supports, hangers and the like.
| (c) | [11 empty] | Cutting into existing pipework in position.
| (d) | [11 empty] | De-gasing of existing pipework (including associated in-line fittings and
the like) as required.
| (e) | [11 empty] | Plugging off remaining ends with plugs or caps as required.
| (f) | [11 empty] | Preparing remaining ends of pipework and building services works (if
any) to receive connections with new work if required.
| (g) | [11 empty] | Making good all works disturbed.
43/5
43 | 43 | MEDICAL GASES | [10 empty] | 43
SPECIAL CONDITIONS
| Rates for |  |  | SC43.14 | [6 empty] | The rates for rental charges for gas regulators, cylinders and other accessories
| rental charges |  |  | shall include for : -
for gas
| regulators, |  |  | (a) | [8 empty] | Mobilization and demobilization of gas regulators, cylinders and other
| cylinders and |  |  | accessories.
other
| accessories |  |  | (b) | [8 empty] | Maintenance and repair.
| (c) | [11 empty] | Installation in position including all necessary connection to the system.
| (d) | [11 empty] | Contractor's profit, establishment and overheads.
| (e) | [11 empty] | Licence fees, patent rights and royalties where applicable.
| Rates for |  |  | SC43.15 | [6 empty] | The rates for charges for gas filling shall include for : -
charges
| for gas | (a) | [10 empty] | Filling up empty cylinders with gas by any means necessary.
filling
| (b) | [11 empty] | Disconnecting before filling of gas and reconnecting to the system after
completion of gas filling.
| Particular |  |  | SC43.16 | [6 empty] | The Particular Specification for medical gases installation can be found in the
| Specification |  |  | Contract.
43/6
43 | 43 | MEDICAL GASES | [10 empty] | 43
| Item | Item
MEDICAL GASES INSTALLATION
| Take | [24 empty] | Take
| Medical gas pipework c/w all necessary accessories | [12 empty] | Supply | [9 empty] | down |  | down |  | Fix
| and | [22 empty] | and |  | and set |  | only
| fix | [22 empty] | clear |  | aside for
| Degreased pipework of phosphorous de-oxidized non-arsenical copper to BS EN 1976:1998, | [17 empty] | away | [6 empty] | re-use
BS EN 1057 and BS EN 13348 c/w lock to suit HTM2022's requirement : -
| A | [22 empty] | B |  | C |  | D
| Per linear metre |  |  |  |  | $ | [17 empty] | $ |  | $ |  | $
43001 | 43001 | 12 mm diameter....................................................................................................................................................................... | [17 empty] | 288.70 |  |  |  | 9.94 |  |  | 10.87 | 181.09 |  | 43001 |  |  |  | 43001 | 288.70 9.94 10.87 181.09 43001 | 288.7 | 9.94 | 10.87 | 181.09 | 288.7 | 9.94 | 10.87 | 181.09
43002 | 43002 | 15 mm diameter....................................................................................................................................................................... | [17 empty] | 314.48 |  |  |  | 10.87 |  |  | 12.09 | 189.73 |  | 43002 |  |  |  | 43002 | 314.48 10.87 12.09 189.73 43002 | 314.48 | 10.87 | 12.09 | 189.73 | 314.48 | 10.87 | 12.09 | 189.73
43003 | 43003 | 22 mm diameter....................................................................................................................................................................... | [17 empty] | 355.77 |  |  |  | 12.88 |  |  | 13.71 | 204.47 |  | 43003 |  |  |  | 43003 | 355.77 12.88 13.71 204.47 43003 | 355.77 | 12.88 | 13.71 | 204.47 | 355.77 | 12.88 | 13.71 | 204.47
43004 | 43004 | 28 mm diameter....................................................................................................................................................................... | [17 empty] | 405.10 |  |  |  | 14.12 |  |  | 15.32 | 220.22 |  | 43004 |  |  |  | 43004 | 405.10 14.12 15.32 220.22 43004 | 405.1 | 14.12 | 15.32 | 220.22 | 405.1 | 14.12 | 15.32 | 220.22
43005 | 43005 | 35 mm diameter....................................................................................................................................................................... | [17 empty] | 503.05 |  |  |  | 15.32 |  |  | 16.50 | 231.82 |  | 43005 |  |  |  | 43005 | 503.05 15.32 16.50 231.82 43005 | 503.05 | 15.32 | 16.5 | 231.82 | 503.05 | 15.32 | 16.5 | 231.82
43006 | 43006 | 42 mm diameter....................................................................................................................................................................... | [17 empty] | 612.66 |  |  |  | 16.78 |  |  | 17.99 | 268.53 |  | 43006 |  |  |  | 43006 | 612.66 16.78 17.99 268.53 43006 | 612.66 | 16.78 | 17.99 | 268.53 | 612.66 | 16.78 | 17.99 | 268.53
43007 | 43007 | 54 mm diameter....................................................................................................................................................................... | [17 empty] | 721.99 |  |  |  | 17.99 |  |  | 19.45 | 304.34 |  | 43007 |  |  |  | 43007 | 721.99 17.99 19.45 304.34 43007 | 721.99 | 17.99 | 19.45 | 304.34 | 721.99 | 17.99 | 19.45 | 304.34
43008 | 43008 | 76 mm diameter....................................................................................................................................................................... | [17 empty] | 1,065.90 |  |  |  | 22.83 |  |  | 24.30 | 358.87 |  | 43008 |  |  |  | 43008 | 1,065.90 22.83 24.30 358.87 43008 | 1065.9 | 22.83 | 24.3 | 358.87 | 1065.9 | 22.83 | 24.3 | 358.87
43009 | 43009 | 108 mm diameter.................................................................................................................................................................... | [17 empty] | 1,401.09 |  |  |  | 27.67 |  |  | 30.35 | 448.82 |  | 43009 |  |  |  | 43009 | 1,401.09 27.67 30.35 448.82 43009 | 1401.09 | 27.67 | 30.35 | 448.82 | 1401.09 | 27.67 | 30.35 | 448.82
43010 | 43010 | 159 mm diameter.................................................................................................................................................................... | [17 empty] | 2,123.54 |  |  |  | 37.18 |  |  | 39.83 | 591.93 |  | 43010 |  |  |  | 43010 | 2,123.54 37.18 39.83 591.93 43010 | 2123.54 | 37.18 | 39.83 | 591.93 | 2123.54 | 37.18 | 39.83 | 591.93
Underground medical gas pipework c/w galvanized iron pipe of suitable size enclosing the
underground medical gas pipe and all necessary accessories
Degreased pipework of phosphorous de-oxidized non-arsenical copper to BS EN 1976:1998,
BS EN 1057 and BS EN 13348 c/w lock to suit HTM2022's requirement : -
Per linear metre
43011 | 43011 | 12 mm diameter....................................................................................................................................................................... | [17 empty] | 419.32 |  |  |  | 19.60 |  |  | 21.06 | 227.39 |  | 43011 |  |  |  | 43011 | 419.32 19.60 21.06 227.39 43011 | 419.32 | 19.6 | 21.06 | 227.39 | 419.32 | 19.6 | 21.06 | 227.39
43012 | 43012 | 15 mm diameter....................................................................................................................................................................... | [17 empty] | 434.96 |  |  |  | 20.82 |  |  | 22.29 | 239.08 |  | 43012 |  |  |  | 43012 | 434.96 20.82 22.29 239.08 43012 | 434.96 | 20.82 | 22.29 | 239.08 | 434.96 | 20.82 | 22.29 | 239.08
43013 | 43013 | 22 mm diameter....................................................................................................................................................................... | [17 empty] | 525.08 |  |  |  | 24.02 |  |  | 25.25 | 303.01 |  | 43013 |  |  |  | 43013 | 525.08 24.02 25.25 303.01 43013 | 525.08 | 24.02 | 25.25 | 303.01 | 525.08 | 24.02 | 25.25 | 303.01
43014 | 43014 | 28 mm diameter....................................................................................................................................................................... | [17 empty] | 592.25 |  |  |  | 26.33 |  |  | 28.05 | 339.83 |  | 43014 |  |  |  | 43014 | 592.25 26.33 28.05 339.83 43014 | 592.25 | 26.33 | 28.05 | 339.83 | 592.25 | 26.33 | 28.05 | 339.83
43/7
43 | 43 | MEDICAL GASES | [10 empty] | 43
| Item | Item
MEDICAL GASES INSTALLATION (CONT'D)
| Take | [24 empty] | Take
| Underground medical gas pipework c/w galvanized iron pipe of suitable size enclosing the | [17 empty] | Supply |  |  |  |  | down |  | down |  | Fix
| underground medical gas pipe and all necessary accessories (Cont'd) | [16 empty] | and | [5 empty] | and |  | and set |  | only
| fix | [22 empty] | clear |  | aside for
| away | [24 empty] | re-use
Degreased pipework of phosphorous de-oxidized non-arsenical copper to BS EN 1976:1998,
BS EN 1057 and BS EN 13348 c/w lock to suit HTM2022's requirement : - (Cont'd)
| A | [22 empty] | B |  | C |  | D
| Per linear metre |  |  |  |  | $ | [17 empty] | $ |  | $ |  | $
43015 | 43015 | 35 mm diameter....................................................................................................................................................................... | [17 empty] | 744.97 |  |  |  | 29.02 |  |  | 30.35 | 372.41 |  | 43015 |  |  |  | 43015 | 744.97 29.02 30.35 372.41 43015 | 744.97 | 29.02 | 30.35 | 372.41 | 744.97 | 29.02 | 30.35 | 372.41
43016 | 43016 | 42 mm diameter....................................................................................................................................................................... | [17 empty] | 843.54 |  |  |  | 31.67 |  |  | 33.69 | 391.41 |  | 43016 |  |  |  | 43016 | 843.54 31.67 33.69 391.41 43016 | 843.54 | 31.67 | 33.69 | 391.41 | 843.54 | 31.67 | 33.69 | 391.41
43017 | 43017 | 54 mm diameter....................................................................................................................................................................... | [17 empty] | 975.21 |  |  |  | 35.17 |  |  | 37.18 | 450.45 |  | 43017 |  |  |  | 43017 | 975.21 35.17 37.18 450.45 43017 | 975.21 | 35.17 | 37.18 | 450.45 | 975.21 | 35.17 | 37.18 | 450.45
43018 | 43018 | 76 mm diameter....................................................................................................................................................................... | [17 empty] | 1,477.59 |  |  |  | 45.69 |  |  | 48.36 | 552.25 |  | 43018 |  |  |  | 43018 | 1,477.59 45.69 48.36 552.25 43018 | 1477.59 | 45.69 | 48.36 | 552.25 | 1477.59 | 45.69 | 48.36 | 552.25
43019 | 43019 | 108 mm diameter.................................................................................................................................................................... | [17 empty] | 1,879.89 |  |  |  | 65.68 |  |  | 68.80 | 692.04 |  | 43019 |  |  |  | 43019 | 1,879.89 65.68 68.80 692.04 43019 | 1879.89 | 65.68 | 68.8 | 692.04 | 1879.89 | 65.68 | 68.8 | 692.04
43020 | 43020 | 159 mm diameter.................................................................................................................................................................... | [17 empty] | 2,605.86 |  |  |  | 83.32 |  |  | 87.57 | 927.97 |  | 43020 |  |  |  | 43020 | 2,605.86 83.32 87.57 927.97 43020 | 2605.86 | 83.32 | 87.57 | 927.97 | 2605.86 | 83.32 | 87.57 | 927.97
Lever operated ball type full way double seat valves c/w chained labels : -
Each
43021 | 43021 | 12 mm diameter....................................................................................................................................................................... | [17 empty] | 477.98 |  |  |  | 62.26 |  |  | 74.70 | 85.69 |  | 43021 |  |  |  | 43021 | 477.98 62.26 74.70 85.69 43021 | 477.98 | 62.26 | 74.7 | 85.69 | 477.98 | 62.26 | 74.7 | 85.69
43022 | 43022 | 15 mm diameter....................................................................................................................................................................... | [17 empty] | 622.33 |  |  |  | 63.18 |  |  | 75.81 | 90.79 |  | 43022 |  |  |  | 43022 | 622.33 63.18 75.81 90.79 43022 | 622.33 | 63.18 | 75.81 | 90.79 | 622.33 | 63.18 | 75.81 | 90.79
43023 | 43023 | 22 mm diameter....................................................................................................................................................................... | [17 empty] | 891.02 |  |  |  | 64.17 |  |  | 77.58 | 104.19 |  | 43023 |  |  |  | 43023 | 891.02 64.17 77.58 104.19 43023 | 891.02 | 64.17 | 77.58 | 104.19 | 891.02 | 64.17 | 77.58 | 104.19
43024 | 43024 | 28 mm diameter....................................................................................................................................................................... | [17 empty] | 1,156.71 |  |  |  | 65.35 |  |  | 79.35 | 113.94 |  | 43024 |  |  |  | 43024 | 1,156.71 65.35 79.35 113.94 43024 | 1156.71 | 65.35 | 79.35 | 113.94 | 1156.71 | 65.35 | 79.35 | 113.94
43025 | 43025 | 35 mm diameter....................................................................................................................................................................... | [17 empty] | 1,505.61 |  |  |  | 66.38 |  |  | 81.18 | 119.47 |  | 43025 |  |  |  | 43025 | 1,505.61 66.38 81.18 119.47 43025 | 1505.61 | 66.38 | 81.18 | 119.47 | 1505.61 | 66.38 | 81.18 | 119.47
43026 | 43026 | 42 mm diameter....................................................................................................................................................................... | [17 empty] | 1,861.60 |  |  |  | 68.12 |  |  | 84.17 | 127.74 |  | 43026 |  |  |  | 43026 | 1,861.60 68.12 84.17 127.74 43026 | 1861.6 | 68.12 | 84.17 | 127.74 | 1861.6 | 68.12 | 84.17 | 127.74
43027 | 43027 | 54 mm diameter....................................................................................................................................................................... | [17 empty] | 3,112.36 |  |  |  | 71.67 |  |  | 85.00 | 137.95 |  | 43027 |  |  |  | 43027 | 3,112.36 71.67 85.00 137.95 43027 | 3112.36 | 71.67 | 85 | 137.95 | 3112.36 | 71.67 | 85 | 137.95
43028 | 43028 | 76 mm diameter....................................................................................................................................................................... | [17 empty] | 5,018.06 |  |  |  | 77.30 |  |  | 90.96 | 149.21 |  | 43028 |  |  |  | 43028 | 5,018.06 77.30 90.96 149.21 43028 | 5018.06 | 77.3 | 90.96 | 149.21 | 5018.06 | 77.3 | 90.96 | 149.21
43029 | 43029 | 108 mm diameter.................................................................................................................................................................... | [17 empty] | 6,846.41 |  |  |  | 84.20 |  |  | 98.07 | 171.17 |  | 43029 |  |  |  | 43029 | 6,846.41 84.20 98.07 171.17 43029 | 6846.41 | 84.2 | 98.07 | 171.17 | 6846.41 | 84.2 | 98.07 | 171.17
43030 | 43030 | 159 mm diameter.................................................................................................................................................................... | [17 empty] | 9,934.24 |  |  |  | 111.92 |  |  | 129.79 | 248.51 |  | 43030 |  |  |  | 43030 | 9,934.24 111.92 129.79 248.51 43030 | 9934.24 | 111.92 | 129.79 | 248.51 | 9934.24 | 111.92 | 129.79 | 248.51
43/8
43 | 43 | MEDICAL GASES | [10 empty] | 43
| Item | Item
| MEDICAL GASES INSTALLATION (CONT'D) | [14 empty] | Take | [9 empty] | Take
| Supply | [22 empty] | down |  | down |  | Fix
| and | [22 empty] | and |  | and set |  | only
| Test point : - |  |  |  | fix | [18 empty] | clear |  | aside for
| away | [24 empty] | re-use
| A | [22 empty] | B |  | C |  | D
| Each |  |  | $ | [19 empty] | $ |  | $ |  | $
43031 | 43031 | Test point................................................................................................................................................................................. | [17 empty] | 485.87 |  |  |  | 62.05 |  |  | 73.19 | 88.34 |  | 43031 |  |  |  | 43031 | 485.87 62.05 73.19 88.34 43031 | 485.87 | 62.05 | 73.19 | 88.34 | 485.87 | 62.05 | 73.19 | 88.34
Oxygen terminal unit to HTM 2022 and BS EN ISO 9170-1 accepting probes to BS 5682 : -
Each
43032 | 43032 | Wall mounted type.................................................................................................................................................................. | [17 empty] | 1,809.03 |  |  |  | 41.16 |  |  | 42.76 | 291.74 |  | 43032 |  |  |  | 43032 | 1,809.03 41.16 42.76 291.74 43032 | 1809.03 | 41.16 | 42.76 | 291.74 | 1809.03 | 41.16 | 42.76 | 291.74
43033 | 43033 | Bedhead rail type..................................................................................................................................................................... | [17 empty] | 1,845.06 |  |  |  | 41.16 |  |  | 42.76 | 291.74 |  | 43033 |  |  |  | 43033 | 1,845.06 41.16 42.76 291.74 43033 | 1845.06 | 41.16 | 42.76 | 291.74 | 1845.06 | 41.16 | 42.76 | 291.74
43034 | 43034 | Bench top type......................................................................................................................................................................... | [17 empty] | 1,809.03 |  |  |  | 41.16 |  |  | 42.76 | 291.74 |  | 43034 |  |  |  | 43034 | 1,809.03 41.16 42.76 291.74 43034 | 1809.03 | 41.16 | 42.76 | 291.74 | 1809.03 | 41.16 | 42.76 | 291.74
Nitrous oxide terminal unit to HTM 2022 and BS EN ISO 9170-1 accepting probes to
BS 5682 : -
Each
43035 | 43035 | Wall mounted type.................................................................................................................................................................. | [17 empty] | 1,812.49 |  |  |  | 41.16 |  |  | 42.76 | 291.74 |  | 43035 |  |  |  | 43035 | 1,812.49 41.16 42.76 291.74 43035 | 1812.49 | 41.16 | 42.76 | 291.74 | 1812.49 | 41.16 | 42.76 | 291.74
43036 | 43036 | Bedhead rail type..................................................................................................................................................................... | [17 empty] | 1,848.62 |  |  |  | 41.16 |  |  | 42.76 | 291.74 |  | 43036 |  |  |  | 43036 | 1,848.62 41.16 42.76 291.74 43036 | 1848.62 | 41.16 | 42.76 | 291.74 | 1848.62 | 41.16 | 42.76 | 291.74
43037 | 43037 | Bench top type......................................................................................................................................................................... | [17 empty] | 1,812.49 |  |  |  | 41.16 |  |  | 42.76 | 291.74 |  | 43037 |  |  |  | 43037 | 1,812.49 41.16 42.76 291.74 43037 | 1812.49 | 41.16 | 42.76 | 291.74 | 1812.49 | 41.16 | 42.76 | 291.74
Medical vacuum terminal unit to HTM 2022 and BS EN ISO 9170-1 accepting probes to
BS5682 : -
Each
43038 | 43038 | Wall mounted type.................................................................................................................................................................. | [17 empty] | 1,816.17 |  |  |  | 41.16 |  |  | 42.76 | 291.74 |  | 43038 |  |  |  | 43038 | 1,816.17 41.16 42.76 291.74 43038 | 1816.17 | 41.16 | 42.76 | 291.74 | 1816.17 | 41.16 | 42.76 | 291.74
43039 | 43039 | Bedhead rail type..................................................................................................................................................................... | [17 empty] | 1,852.41 |  |  |  | 41.16 |  |  | 42.76 | 291.74 |  | 43039 |  |  |  | 43039 | 1,852.41 41.16 42.76 291.74 43039 | 1852.41 | 41.16 | 42.76 | 291.74 | 1852.41 | 41.16 | 42.76 | 291.74
43040 | 43040 | Bench top type......................................................................................................................................................................... | [17 empty] | 1,816.17 |  |  |  | 41.16 |  |  | 42.76 | 291.74 |  | 43040 |  |  |  | 43040 | 1,816.17 41.16 42.76 291.74 43040 | 1816.17 | 41.16 | 42.76 | 291.74 | 1816.17 | 41.16 | 42.76 | 291.74
43041 | 43041 | V-shape mounting bracket for medical vacuum pot ............................................................................................................. | [17 empty] | 351.31 |  |  |  | 25.00 |  |  | 29.31 | 46.36 |  | 43041 |  |  |  | 43041 | 351.31 25.00 29.31 46.36 43041 | 351.31 | 25 | 29.31 | 46.36 | 351.31 | 25 | 29.31 | 46.36
43/9
43 | 43 | MEDICAL GASES | [10 empty] | 43
| Item | Item
| MEDICAL GASES INSTALLATION (CONT'D) | [14 empty] | Take | [9 empty] | Take
| Supply | [22 empty] | down |  | down |  | Fix
| and | [22 empty] | and |  | and set |  | only
| Medical air terminal unit to HTM 2022 and BS EN ISO 9170-1 accepting probes to | [17 empty] | fix |  |  |  |  | clear |  | aside for
| BS 5682 : - |  |  |  | away | [20 empty] | re-use
| A | [22 empty] | B |  | C |  | D
| Each |  |  | $ | [19 empty] | $ |  | $ |  | $
43042 | 43042 | Wall mounted type.................................................................................................................................................................. | [17 empty] | 1,819.04 |  |  |  | 41.16 |  |  | 42.76 | 291.74 |  | 43042 |  |  |  | 43042 | 1,819.04 41.16 42.76 291.74 43042 | 1819.04 | 41.16 | 42.76 | 291.74 | 1819.04 | 41.16 | 42.76 | 291.74
43043 | 43043 | Bedhead rail type..................................................................................................................................................................... | [17 empty] | 1,854.64 |  |  |  | 41.16 |  |  | 42.76 | 291.74 |  | 43043 |  |  |  | 43043 | 1,854.64 41.16 42.76 291.74 43043 | 1854.64 | 41.16 | 42.76 | 291.74 | 1854.64 | 41.16 | 42.76 | 291.74
43044 | 43044 | Bench top type......................................................................................................................................................................... | [17 empty] | 1,819.04 |  |  |  | 41.16 |  |  | 42.76 | 291.74 |  | 43044 |  |  |  | 43044 | 1,819.04 41.16 42.76 291.74 43044 | 1819.04 | 41.16 | 42.76 | 291.74 | 1819.04 | 41.16 | 42.76 | 291.74
Surgical air terminal unit to HTM 2022 and BS EN ISO 9170-1 accepting probes to
BS 5682 : -
Each
43045 | 43045 | Wall mounted type.................................................................................................................................................................. | [17 empty] | 1,819.04 |  |  |  | 41.16 |  |  | 42.76 | 291.74 |  | 43045 |  |  |  | 43045 | 1,819.04 41.16 42.76 291.74 43045 | 1819.04 | 41.16 | 42.76 | 291.74 | 1819.04 | 41.16 | 42.76 | 291.74
43046 | 43046 | Bedhead rail type..................................................................................................................................................................... | [17 empty] | 1,852.41 |  |  |  | 41.16 |  |  | 42.76 | 291.74 |  | 43046 |  |  |  | 43046 | 1,852.41 41.16 42.76 291.74 43046 | 1852.41 | 41.16 | 42.76 | 291.74 | 1852.41 | 41.16 | 42.76 | 291.74
43047 | 43047 | Bench top type......................................................................................................................................................................... | [17 empty] | 1,819.04 |  |  |  | 41.16 |  |  | 42.76 | 291.74 |  | 43047 |  |  |  | 43047 | 1,819.04 41.16 42.76 291.74 43047 | 1819.04 | 41.16 | 42.76 | 291.74 | 1819.04 | 41.16 | 42.76 | 291.74
Emergency valve cabinet : -
Each
43048 | 43048 | Wall mounted type.................................................................................................................................................................. | [17 empty] | 17,385.01 |  |  |  | 279.71 |  |  | 427.03 | 1,818.45 |  | 43048 |  |  |  | 43048 | 17,385.01 279.71 427.03 1,818.45 43048 | 17385.01 | 279.71 | 427.03 | 1818.45 | 17385.01 | 279.71 | 427.03 | 1818.45
43049 | 43049 | Bedhead rail type..................................................................................................................................................................... | [17 empty] | 43,725.14 |  |  |  | 427.03 |  |  | 543.54 | 2,206.27 |  | 43049 |  |  |  | 43049 | 43,725.14 427.03 543.54 2,206.27 43049 | 43725.14 | 427.03 | 543.54 | 2206.27 | 43725.14 | 427.03 | 543.54 | 2206.27
43050 | 43050 | Bench top type......................................................................................................................................................................... | [17 empty] | 17,905.27 |  |  |  | 279.71 |  |  | 427.03 | 1,856.59 |  | 43050 |  |  |  | 43050 | 17,905.27 279.71 427.03 1,856.59 43050 | 17905.27 | 279.71 | 427.03 | 1856.59 | 17905.27 | 279.71 | 427.03 | 1856.59
Medical gas plug-off unit for oxygen : -
Each
43051 | 43051 | Restrictor valve type................................................................................................................................................................ | [17 empty] | 3,137.28 |  |  |  | 66.27 |  |  | 67.73 | 302.46 |  | 43051 |  |  |  | 43051 | 3,137.28 66.27 67.73 302.46 43051 | 3137.28 | 66.27 | 67.73 | 302.46 | 3137.28 | 66.27 | 67.73 | 302.46
43052 | 43052 | Air flow switch type................................................................................................................................................................ | [17 empty] | 2,863.17 |  |  |  | 66.27 |  |  | 67.73 | 129.83 |  | 43052 |  |  |  | 43052 | 2,863.17 66.27 67.73 129.83 43052 | 2863.17 | 66.27 | 67.73 | 129.83 | 2863.17 | 66.27 | 67.73 | 129.83
43053 | 43053 | Solenoid valve type................................................................................................................................................................. | [17 empty] | 2,529.96 |  |  |  | 66.27 |  |  | 67.73 | 256.63 |  | 43053 |  |  |  | 43053 | 2,529.96 66.27 67.73 256.63 43053 | 2529.96 | 66.27 | 67.73 | 256.63 | 2529.96 | 66.27 | 67.73 | 256.63
43/10
43 | 43 | MEDICAL GASES | [10 empty] | 43
| Item | Item
| MEDICAL GASES INSTALLATION (CONT'D) | [14 empty] | Take | [9 empty] | Take
| Supply | [22 empty] | down |  | down |  | Fix
| and | [22 empty] | and |  | and set |  | only
| Medical gas plug-off unit for medical vacuum : - | [12 empty] | fix | [9 empty] | clear |  | aside for
| away | [24 empty] | re-use
| A | [22 empty] | B |  | C |  | D
| Each |  |  | $ | [19 empty] | $ |  | $ |  | $
43054 | 43054 | Restrictor valve type................................................................................................................................................................ | [17 empty] | 3,159.17 |  |  |  | 66.27 |  |  | 67.73 | 302.46 |  | 43054 |  |  |  | 43054 | 3,159.17 66.27 67.73 302.46 43054 | 3159.17 | 66.27 | 67.73 | 302.46 | 3159.17 | 66.27 | 67.73 | 302.46
43055 | 43055 | Air flow switch type................................................................................................................................................................ | [17 empty] | 2,880.92 |  |  |  | 66.27 |  |  | 67.73 | 129.83 |  | 43055 |  |  |  | 43055 | 2,880.92 66.27 67.73 129.83 43055 | 2880.92 | 66.27 | 67.73 | 129.83 | 2880.92 | 66.27 | 67.73 | 129.83
43056 | 43056 | Solenoid valve type................................................................................................................................................................. | [17 empty] | 2,293.29 |  |  |  | 66.27 |  |  | 67.73 | 256.63 |  | 43056 |  |  |  | 43056 | 2,293.29 66.27 67.73 256.63 43056 | 2293.29 | 66.27 | 67.73 | 256.63 | 2293.29 | 66.27 | 67.73 | 256.63
Medical gas plug-off unit for nitrous oxide : -
Each
43057 | 43057 | Restrictor valve type................................................................................................................................................................ | [17 empty] | 3,159.17 |  |  |  | 66.27 |  |  | 67.73 | 302.46 |  | 43057 |  |  |  | 43057 | 3,159.17 66.27 67.73 302.46 43057 | 3159.17 | 66.27 | 67.73 | 302.46 | 3159.17 | 66.27 | 67.73 | 302.46
43058 | 43058 | Air flow switch type................................................................................................................................................................ | [17 empty] | 2,880.92 |  |  |  | 66.27 |  |  | 67.73 | 129.83 |  | 43058 |  |  |  | 43058 | 2,880.92 66.27 67.73 129.83 43058 | 2880.92 | 66.27 | 67.73 | 129.83 | 2880.92 | 66.27 | 67.73 | 129.83
43059 | 43059 | Solenoid valve type................................................................................................................................................................. | [17 empty] | 2,293.29 |  |  |  | 66.27 |  |  | 67.73 | 256.63 |  | 43059 |  |  |  | 43059 | 2,293.29 66.27 67.73 256.63 43059 | 2293.29 | 66.27 | 67.73 | 256.63 | 2293.29 | 66.27 | 67.73 | 256.63
Medical gas plug-off unit for medical air : -
Each
43060 | 43060 | Restrictor valve type................................................................................................................................................................ | [17 empty] | 3,159.17 |  |  |  | 66.27 |  |  | 67.73 | 302.46 |  | 43060 |  |  |  | 43060 | 3,159.17 66.27 67.73 302.46 43060 | 3159.17 | 66.27 | 67.73 | 302.46 | 3159.17 | 66.27 | 67.73 | 302.46
43061 | 43061 | Air flow switch type................................................................................................................................................................ | [17 empty] | 2,880.92 |  |  |  | 66.27 |  |  | 67.73 | 129.83 |  | 43061 |  |  |  | 43061 | 2,880.92 66.27 67.73 129.83 43061 | 2880.92 | 66.27 | 67.73 | 129.83 | 2880.92 | 66.27 | 67.73 | 129.83
43062 | 43062 | Solenoid valve type................................................................................................................................................................. | [17 empty] | 2,293.29 |  |  |  | 66.27 |  |  | 67.73 | 256.63 |  | 43062 |  |  |  | 43062 | 2,293.29 66.27 67.73 256.63 43062 | 2293.29 | 66.27 | 67.73 | 256.63 | 2293.29 | 66.27 | 67.73 | 256.63
Medical gas plug-off unit for surgical air : -
Each
43063 | 43063 | Restrictor valve type................................................................................................................................................................ | [17 empty] | 3,159.17 |  |  |  | 66.27 |  |  | 67.73 | 302.46 |  | 43063 |  |  |  | 43063 | 3,159.17 66.27 67.73 302.46 43063 | 3159.17 | 66.27 | 67.73 | 302.46 | 3159.17 | 66.27 | 67.73 | 302.46
43064 | 43064 | Air flow switch type................................................................................................................................................................ | [17 empty] | 2,880.92 |  |  |  | 66.27 |  |  | 67.73 | 129.83 |  | 43064 |  |  |  | 43064 | 2,880.92 66.27 67.73 129.83 43064 | 2880.92 | 66.27 | 67.73 | 129.83 | 2880.92 | 66.27 | 67.73 | 129.83
43065 | 43065 | Solenoid valve type................................................................................................................................................................. | [17 empty] | 2,293.29 |  |  |  | 66.27 |  |  | 67.73 | 256.63 |  | 43065 |  |  |  | 43065 | 2,293.29 66.27 67.73 256.63 43065 | 2293.29 | 66.27 | 67.73 | 256.63 | 2293.29 | 66.27 | 67.73 | 256.63
43/11
43 | 43 | MEDICAL GASES | [10 empty] | 43
| Item | Item
MEDICAL GASES INSTALLATION (CONT'D)
| Take | [24 empty] | Take
| Complete manifold control system comprising monitoring panel, pressure control | [16 empty] | Supply | [5 empty] | down |  | down |  | Fix
| assembly and relief valve assembly, indicator panel, high pressure and discharge | [16 empty] | and | [5 empty] | and |  | and set |  | only
| pressure gauges, warning, control wirings and alarm pressure switches, signs and | [16 empty] | fix | [5 empty] | clear |  | aside for
| notices, automatic changeover control to provide a continuous supply of gas from | [16 empty] | away | [7 empty] | re-use
two banks of cylinders : -
| A | [22 empty] | B |  | C |  | D
| Each |  |  | $ | [19 empty] | $ |  | $ |  | $
43066 | 43066 | Oxygen.................................................................................................................................................................................... | [17 empty] | 13,397.92 |  |  |  | 750.90 |  |  | 917.68 | 6,654.26 |  | 43066 |  |  |  | 43066 | 13,397.92 750.90 917.68 6,654.26 43066 | 13397.92 | 750.9 | 917.68 | 6654.26 | 13397.92 | 750.9 | 917.68 | 6654.26
(The actual rate should be : $133,979.20 for Item 43066A)
43067 | 43067 | Nitrous oxide........................................................................................................................................................................... | [17 empty] | 13,397.92 |  |  |  | 750.90 |  |  | 917.68 | 6,654.26 |  | 43067 |  |  |  | 43067 | 13,397.92 750.90 917.68 6,654.26 43067 | 13397.92 | 750.9 | 917.68 | 6654.26 | 13397.92 | 750.9 | 917.68 | 6654.26
(The actual rate should be : $133,979.20 for Item 43067A)
43068 | 43068 | Medical air............................................................................................................................................................................... | [17 empty] | 13,397.92 |  |  |  | 750.90 |  |  | 917.68 | 6,654.26 |  | 43068 |  |  |  | 43068 | 13,397.92 750.90 917.68 6,654.26 43068 | 13397.92 | 750.9 | 917.68 | 6654.26 | 13397.92 | 750.9 | 917.68 | 6654.26
(The actual rate should be : $133,979.20 for Item 43068A)
43069 | 43069 | Surgical air.............................................................................................................................................................................. | [17 empty] | 13,397.92 |  |  |  | 750.90 |  |  | 917.68 | 6,654.26 |  | 43069 |  |  |  | 43069 | 13,397.92 750.90 917.68 6,654.26 43069 | 13397.92 | 750.9 | 917.68 | 6654.26 | 13397.92 | 750.9 | 917.68 | 6654.26
(The actual rate should be : $133,979.20 for Item 43069A)
Pipework header with copper pig tails for connections to cylinders at manifold : -
Each
43070 | 43070 | Medical oxygen....................................................................................................................................................................... | [17 empty] | 16,788.03 |  |  |  | 188.01 |  |  | 200.20 | 1,010.11 |  | 43070 |  |  |  | 43070 | 16,788.03 188.01 200.20 1,010.11 43070 | 16788.03 | 188.01 | 200.2 | 1010.11 | 16788.03 | 188.01 | 200.2 | 1010.11
43071 | 43071 | Medical nitrous oxide............................................................................................................................................................. | [17 empty] | 16,788.03 |  |  |  | 188.01 |  |  | 200.20 | 1,010.11 |  | 43071 |  |  |  | 43071 | 16,788.03 188.01 200.20 1,010.11 43071 | 16788.03 | 188.01 | 200.2 | 1010.11 | 16788.03 | 188.01 | 200.2 | 1010.11
43072 | 43072 | Medical compressed air.......................................................................................................................................................... | [17 empty] | 16,788.03 |  |  |  | 188.01 |  |  | 200.20 | 1,010.11 |  | 43072 |  |  |  | 43072 | 16,788.03 188.01 200.20 1,010.11 43072 | 16788.03 | 188.01 | 200.2 | 1010.11 | 16788.03 | 188.01 | 200.2 | 1010.11
43073 | 43073 | Surgical air.............................................................................................................................................................................. | [17 empty] | 16,788.03 |  |  |  | 188.01 |  |  | 200.20 | 1,010.11 |  | 43073 |  |  |  | 43073 | 16,788.03 188.01 200.20 1,010.11 43073 | 16788.03 | 188.01 | 200.2 | 1010.11 | 16788.03 | 188.01 | 200.2 | 1010.11
Sundries : -
Each
43074 | 43074 | Mild steel contoured brackets for cylinders with retaining brass chains .............................................................................. | [17 empty] | 5,109.50 |  |  |  | 41.16 |  |  | 46.06 | 295.79 |  | 43074 |  |  |  | 43074 | 5,109.50 41.16 46.06 295.79 43074 | 5109.5 | 41.16 | 46.06 | 295.79 | 5109.5 | 41.16 | 46.06 | 295.79
43075 | 43075 | Area alarm panel constantly monitoring local gas pressure for medical oxygen, nitrous
| oxide, medical vacuum, medical air, surgical air, c/w all necessary accessories.................................................................. | [18 empty] | 19,321.80 |  |  |  | 159.10 |  |  | 178.82 | 1,341.38 |  | 43075 |  |  |  | 43075 | 19,321.80 159.10 178.82 1,341.38 43075 | 19321.8 | 159.1 | 178.82 | 1341.38 | 19321.8 | 159.1 | 178.82 | 1341.38
43076 | 43076 | Central alarm panel constantly monitoring the complete medical gas services installed
via fully integrated multiplexed system and capable to be linked with repeated panels,
| c/w all necessary accessories.................................................................................................................................................. | [18 empty] | 65,020.07 |  |  |  | 332.26 |  |  | 412.38 | 2,339.64 |  | 43076 |  |  |  | 43076 | 65,020.07 332.26 412.38 2,339.64 43076 | 65020.07 | 332.26 | 412.38 | 2339.64 | 65020.07 | 332.26 | 412.38 | 2339.64
43077 | 43077 | Repeated panel linked to central alarm panel, c/w all necessary accessories........................................................................ | [17 empty] | 55,511.02 |  |  |  | 256.46 |  |  | 331.93 | 1,798.74 |  | 43077 |  |  |  | 43077 | 55,511.02 256.46 331.93 1,798.74 43077 | 55511.02 | 256.46 | 331.93 | 1798.74 | 55511.02 | 256.46 | 331.93 | 1798.74
43078 | 43078 | Glass panel for emergency valve cabinet............................................................................................................................... | [17 empty] | 658.03 |  |  |  | 32.46 |  |  | 35.43 | 200.33 |  | 43078 |  |  |  | 43078 | 658.03 32.46 35.43 200.33 43078 | 658.03 | 32.46 | 35.43 | 200.33 | 658.03 | 32.46 | 35.43 | 200.33
43/12
43 | 43 | MEDICAL GASES | [10 empty] | 43
| Item | Item
| MEDICAL GASES INSTALLATION (CONT'D) | [14 empty] | Take | [9 empty] | Take
| Supply | [22 empty] | down |  | down |  | Fix
| and | [22 empty] | and |  | and set |  | only
| Pressure relief valve c/w chained labels : - | [9 empty] | fix | [12 empty] | clear |  | aside for
| away | [24 empty] | re-use
| A | [22 empty] | B |  | C |  | D
| Each |  |  | $ | [19 empty] | $ |  | $ |  | $
43079 | 43079 | 12 mm diameter....................................................................................................................................................................... | [17 empty] | 1,409.85 |  |  |  | 61.92 |  |  | 73.88 | 85.69 |  | 43079 |  |  |  | 43079 | 1,409.85 61.92 73.88 85.69 43079 | 1409.85 | 61.92 | 73.88 | 85.69 | 1409.85 | 61.92 | 73.88 | 85.69
43080 | 43080 | 15 mm diameter....................................................................................................................................................................... | [17 empty] | 2,007.68 |  |  |  | 62.84 |  |  | 75.06 | 104.48 |  | 43080 |  |  |  | 43080 | 2,007.68 62.84 75.06 104.48 43080 | 2007.68 | 62.84 | 75.06 | 104.48 | 2007.68 | 62.84 | 75.06 | 104.48
43081 | 43081 | 22 mm diameter....................................................................................................................................................................... | [17 empty] | 2,398.69 |  |  |  | 63.87 |  |  | 77.03 | 111.30 |  | 43081 |  |  |  | 43081 | 2,398.69 63.87 77.03 111.30 43081 | 2398.69 | 63.87 | 77.03 | 111.3 | 2398.69 | 63.87 | 77.03 | 111.3
43082 | 43082 | 28 mm diameter....................................................................................................................................................................... | [17 empty] | 2,973.93 |  |  |  | 65.03 |  |  | 78.84 | 119.41 |  | 43082 |  |  |  | 43082 | 2,973.93 65.03 78.84 119.41 43082 | 2973.93 | 65.03 | 78.84 | 119.41 | 2973.93 | 65.03 | 78.84 | 119.41
43083 | 43083 | 35 mm diameter....................................................................................................................................................................... | [17 empty] | 3,326.95 |  |  |  | 65.91 |  |  | 80.89 | 120.09 |  | 43083 |  |  |  | 43083 | 3,326.95 65.91 80.89 120.09 43083 | 3326.95 | 65.91 | 80.89 | 120.09 | 3326.95 | 65.91 | 80.89 | 120.09
43084 | 43084 | 42 mm diameter....................................................................................................................................................................... | [17 empty] | 4,663.65 |  |  |  | 67.87 |  |  | 84.02 | 127.67 |  | 43084 |  |  |  | 43084 | 4,663.65 67.87 84.02 127.67 43084 | 4663.65 | 67.87 | 84.02 | 127.67 | 4663.65 | 67.87 | 84.02 | 127.67
43085 | 43085 | 54 mm diameter....................................................................................................................................................................... | [17 empty] | 6,666.47 |  |  |  | 71.40 |  |  | 86.84 | 137.57 |  | 43085 |  |  |  | 43085 | 6,666.47 71.40 86.84 137.57 43085 | 6666.47 | 71.4 | 86.84 | 137.57 | 6666.47 | 71.4 | 86.84 | 137.57
43086 | 43086 | 76 mm diameter....................................................................................................................................................................... | [17 empty] | 10,750.86 |  |  |  | 77.09 |  |  | 90.96 | 149.34 |  | 43086 |  |  |  | 43086 | 10,750.86 77.09 90.96 149.34 43086 | 10750.86 | 77.09 | 90.96 | 149.34 | 10750.86 | 77.09 | 90.96 | 149.34
Three way valves c/w chained labels : -
Each
43087 | 43087 | 12 mm diameter....................................................................................................................................................................... | [17 empty] | 797.73 |  |  |  | 61.92 |  |  | 73.88 | 85.69 |  | 43087 |  |  |  | 43087 | 797.73 61.92 73.88 85.69 43087 | 797.73 | 61.92 | 73.88 | 85.69 | 797.73 | 61.92 | 73.88 | 85.69
43088 | 43088 | 15 mm diameter....................................................................................................................................................................... | [17 empty] | 1,076.38 |  |  |  | 62.84 |  |  | 75.06 | 104.48 |  | 43088 |  |  |  | 43088 | 1,076.38 62.84 75.06 104.48 43088 | 1076.38 | 62.84 | 75.06 | 104.48 | 1076.38 | 62.84 | 75.06 | 104.48
43089 | 43089 | 22 mm diameter....................................................................................................................................................................... | [17 empty] | 1,425.80 |  |  |  | 63.87 |  |  | 77.03 | 111.30 |  | 43089 |  |  |  | 43089 | 1,425.80 63.87 77.03 111.30 43089 | 1425.8 | 63.87 | 77.03 | 111.3 | 1425.8 | 63.87 | 77.03 | 111.3
43090 | 43090 | 28 mm diameter....................................................................................................................................................................... | [17 empty] | 1,815.53 |  |  |  | 65.03 |  |  | 78.84 | 119.41 |  | 43090 |  |  |  | 43090 | 1,815.53 65.03 78.84 119.41 43090 | 1815.53 | 65.03 | 78.84 | 119.41 | 1815.53 | 65.03 | 78.84 | 119.41
43091 | 43091 | 35 mm diameter....................................................................................................................................................................... | [17 empty] | 2,250.12 |  |  |  | 65.91 |  |  | 80.89 | 120.09 |  | 43091 |  |  |  | 43091 | 2,250.12 65.91 80.89 120.09 43091 | 2250.12 | 65.91 | 80.89 | 120.09 | 2250.12 | 65.91 | 80.89 | 120.09
43092 | 43092 | 42 mm diameter....................................................................................................................................................................... | [17 empty] | 3,299.12 |  |  |  | 67.87 |  |  | 84.02 | 127.67 |  | 43092 |  |  |  | 43092 | 3,299.12 67.87 84.02 127.67 43092 | 3299.12 | 67.87 | 84.02 | 127.67 | 3299.12 | 67.87 | 84.02 | 127.67
43093 | 43093 | 54 mm diameter....................................................................................................................................................................... | [17 empty] | 5,275.41 |  |  |  | 71.40 |  |  | 86.84 | 137.57 |  | 43093 |  |  |  | 43093 | 5,275.41 71.40 86.84 137.57 43093 | 5275.41 | 71.4 | 86.84 | 137.57 | 5275.41 | 71.4 | 86.84 | 137.57
43094 | 43094 | 76 mm diameter....................................................................................................................................................................... | [17 empty] | 7,380.38 |  |  |  | 77.09 |  |  | 90.96 | 149.34 |  | 43094 |  |  |  | 43094 | 7,380.38 77.09 90.96 149.34 43094 | 7380.38 | 77.09 | 90.96 | 149.34 | 7380.38 | 77.09 | 90.96 | 149.34
43/13
43 | 43 | MEDICAL GASES | [10 empty] | 43
| Item | Item
MEDICAL GASES INSTALLATION (CONT'D)
| Take | [24 empty] | Take
| Supply | [22 empty] | down |  | down |  | Fix
| Bacterial filter c/w differential pressure gauge with penetration n.e. 0.05% to BS 3928 | [17 empty] | and |  |  |  |  | and |  | and set |  | only
| fix | [22 empty] | clear |  | aside for
| away | [24 empty] | re-use
Connecting pipe diameter : -
| A | [22 empty] | B |  | C |  | D
| Each |  |  | $ | [19 empty] | $ |  | $ |  | $
43095 | 43095 | 28 mm diameter....................................................................................................................................................................... | [17 empty] | 21,460.00 |  |  |  | 43.88 |  |  | 45.57 | 105.19 |  | 43095 |  |  |  | 43095 | 21,460.00 43.88 45.57 105.19 43095 | 21460 | 43.88 | 45.57 | 105.19 | 21460 | 43.88 | 45.57 | 105.19
43096 | 43096 | 35 mm diameter....................................................................................................................................................................... | [17 empty] | 24,251.35 |  |  |  | 50.64 |  |  | 52.13 | 114.22 |  | 43096 |  |  |  | 43096 | 24,251.35 50.64 52.13 114.22 43096 | 24251.35 | 50.64 | 52.13 | 114.22 | 24251.35 | 50.64 | 52.13 | 114.22
43097 | 43097 | 42 mm diameter....................................................................................................................................................................... | [17 empty] | 26,947.80 |  |  |  | 53.95 |  |  | 55.72 | 122.87 |  | 43097 |  |  |  | 43097 | 26,947.80 53.95 55.72 122.87 43097 | 26947.8 | 53.95 | 55.72 | 122.87 | 26947.8 | 53.95 | 55.72 | 122.87
43098 | 43098 | 54 mm diameter....................................................................................................................................................................... | [17 empty] | 29,864.50 |  |  |  | 60.79 |  |  | 62.74 | 142.15 |  | 43098 |  |  |  | 43098 | 29,864.50 60.79 62.74 142.15 43098 | 29864.5 | 60.79 | 62.74 | 142.15 | 29864.5 | 60.79 | 62.74 | 142.15
43099 | 43099 | 76 mm diameter....................................................................................................................................................................... | [17 empty] | 35,942.10 |  |  |  | 76.10 |  |  | 78.27 | 173.78 |  | 43099 |  |  |  | 43099 | 35,942.10 76.10 78.27 173.78 43099 | 35942.1 | 76.1 | 78.27 | 173.78 | 35942.1 | 76.1 | 78.27 | 173.78
43100 | 43100 | 108 mm diameter.................................................................................................................................................................... | [17 empty] | 42,140.64 |  |  |  | 100.73 |  |  | 102.50 | 222.03 |  | 43100 |  |  |  | 43100 | 42,140.64 100.73 102.50 222.03 43100 | 42140.64 | 100.73 | 102.5 | 222.03 | 42140.64 | 100.73 | 102.5 | 222.03
43101 | 43101 | 159 mm diameter.................................................................................................................................................................... | [17 empty] | 51,657.54 |  |  |  | 139.38 |  |  | 141.14 | 296.05 |  | 43101 |  |  |  | 43101 | 51,657.54 139.38 141.14 296.05 43101 | 51657.54 | 139.38 | 141.14 | 296.05 | 51657.54 | 139.38 | 141.14 | 296.05
Non-return valve c/w chained labels : -
Each
43102 | 43102 | 12 mm diameter....................................................................................................................................................................... | [17 empty] | 557.56 |  |  |  | 61.92 |  |  | 74.51 | 83.79 |  | 43102 |  |  |  | 43102 | 557.56 61.92 74.51 83.79 43102 | 557.56 | 61.92 | 74.51 | 83.79 | 557.56 | 61.92 | 74.51 | 83.79
43103 | 43103 | 15 mm diameter....................................................................................................................................................................... | [17 empty] | 612.30 |  |  |  | 62.84 |  |  | 76.70 | 100.46 |  | 43103 |  |  |  | 43103 | 612.30 62.84 76.70 100.46 43103 | 612.3 | 62.84 | 76.7 | 100.46 | 612.3 | 62.84 | 76.7 | 100.46
43104 | 43104 | 22 mm diameter....................................................................................................................................................................... | [17 empty] | 851.07 |  |  |  | 63.87 |  |  | 80.82 | 107.68 |  | 43104 |  |  |  | 43104 | 851.07 63.87 80.82 107.68 43104 | 851.07 | 63.87 | 80.82 | 107.68 | 851.07 | 63.87 | 80.82 | 107.68
43105 | 43105 | 28 mm diameter....................................................................................................................................................................... | [17 empty] | 1,119.12 |  |  |  | 65.03 |  |  | 85.40 | 115.88 |  | 43105 |  |  |  | 43105 | 1,119.12 65.03 85.40 115.88 43105 | 1119.12 | 65.03 | 85.4 | 115.88 | 1119.12 | 65.03 | 85.4 | 115.88
43106 | 43106 | 35 mm diameter....................................................................................................................................................................... | [17 empty] | 1,291.45 |  |  |  | 65.91 |  |  | 89.31 | 117.95 |  | 43106 |  |  |  | 43106 | 1,291.45 65.91 89.31 117.95 43106 | 1291.45 | 65.91 | 89.31 | 117.95 | 1291.45 | 65.91 | 89.31 | 117.95
43107 | 43107 | 42 mm diameter....................................................................................................................................................................... | [17 empty] | 1,556.56 |  |  |  | 67.87 |  |  | 92.45 | 125.82 |  | 43107 |  |  |  | 43107 | 1,556.56 67.87 92.45 125.82 43107 | 1556.56 | 67.87 | 92.45 | 125.82 | 1556.56 | 67.87 | 92.45 | 125.82
43108 | 43108 | 54 mm diameter....................................................................................................................................................................... | [17 empty] | 2,457.87 |  |  |  | 71.40 |  |  | 98.42 | 138.02 |  | 43108 |  |  |  | 43108 | 2,457.87 71.40 98.42 138.02 43108 | 2457.87 | 71.4 | 98.42 | 138.02 | 2457.87 | 71.4 | 98.42 | 138.02
43109 | 43109 | 76 mm diameter....................................................................................................................................................................... | [17 empty] | 2,747.99 |  |  |  | 77.09 |  |  | 131.37 | 156.63 |  | 43109 |  |  |  | 43109 | 2,747.99 77.09 131.37 156.63 43109 | 2747.99 | 77.09 | 131.37 | 156.63 | 2747.99 | 77.09 | 131.37 | 156.63
43110 | 43110 | 108 mm diameter.................................................................................................................................................................... | [17 empty] | 4,143.75 |  |  |  | 84.13 |  |  | 156.48 | 181.72 |  | 43110 |  |  |  | 43110 | 4,143.75 84.13 156.48 181.72 43110 | 4143.75 | 84.13 | 156.48 | 181.72 | 4143.75 | 84.13 | 156.48 | 181.72
43111 | 43111 | 159 mm diameter.................................................................................................................................................................... | [17 empty] | 5,182.67 |  |  |  | 111.81 |  |  | 189.45 | 243.23 |  | 43111 |  |  |  | 43111 | 5,182.67 111.81 189.45 243.23 43111 | 5182.67 | 111.81 | 189.45 | 243.23 | 5182.67 | 111.81 | 189.45 | 243.23
43/14
43 | 43 | MEDICAL GASES | [10 empty] | 43
| Item | Item
| MEDICAL GASES INSTALLATION (CONT'D) | [14 empty] | Take | [9 empty] | Take
| Supply | [22 empty] | down |  | down |  | Fix
| and | [22 empty] | and |  | and set |  | only
| Valve, terminal unit, pressure gauge and vacuum gauge : - | [14 empty] | fix | [7 empty] | clear |  | aside for
| away | [24 empty] | re-use
| A | [22 empty] | B |  | C |  | D
| Each |  |  | $ | [19 empty] | $ |  | $ |  | $
43112 | 43112 | Tee-piece and isolation valve for pressure switch c/w chained labels.................................................................................. | [17 empty] | 930.61 |  |  |  | 63.04 |  |  | 94.74 | 122.47 |  | 43112 |  |  |  | 43112 | 930.61 63.04 94.74 122.47 43112 | 930.61 | 63.04 | 94.74 | 122.47 | 930.61 | 63.04 | 94.74 | 122.47
43113 | 43113 | Pendent type terminal unit...................................................................................................................................................... | [17 empty] | 2,725.10 |  |  |  | 33.89 |  |  | 36.93 | 226.92 |  | 43113 |  |  |  | 43113 | 2,725.10 33.89 36.93 226.92 43113 | 2725.1 | 33.89 | 36.93 | 226.92 | 2725.1 | 33.89 | 36.93 | 226.92
43114 | 43114 | Pressure gauge c/w isolating ball valve & pipe fittings......................................................................................................... | [17 empty] | 1,333.97 |  |  |  | 53.09 |  |  | 66.20 | 254.02 |  | 43114 |  |  |  | 43114 | 1,333.97 53.09 66.20 254.02 43114 | 1333.97 | 53.09 | 66.2 | 254.02 | 1333.97 | 53.09 | 66.2 | 254.02
43115 | 43115 | Vacuum gauge c/w isolating ball valve & pipe fittings......................................................................................................... | [17 empty] | 1,355.03 |  |  |  | 53.09 |  |  | 66.20 | 254.02 |  | 43115 |  |  |  | 43115 | 1,355.03 53.09 66.20 254.02 43115 | 1355.03 | 53.09 | 66.2 | 254.02 | 1355.03 | 53.09 | 66.2 | 254.02
Flexible hose : -
Per linear metre
43116 | 43116 | Flexible hose for O.T. pendent terminal unit......................................................................................................................... | [17 empty] | 2,529.49 |  |  |  | 33.00 |  |  | 44.15 | 175.61 |  | 43116 |  |  |  | 43116 | 2,529.49 33.00 44.15 175.61 43116 | 2529.49 | 33 | 44.15 | 175.61 | 2529.49 | 33 | 44.15 | 175.61
Pressure transducer : -
Each
43117 | 43117 | Pressure transducer c/w pressure switch................................................................................................................................ | [17 empty] | 3,175.52 |  |  |  | 60.12 |  |  | 60.93 | 143.43 |  | 43117 |  |  |  | 43117 | 3,175.52 60.12 60.93 143.43 43117 | 3175.52 | 60.12 | 60.93 | 143.43 | 3175.52 | 60.12 | 60.93 | 143.43
Earthing system : -
Per item
43118 | 43118 | Earthing system for medical gases pipeline........................................................................................................................... | [17 empty] | 4,984.44 |  |  |  | - |  |  | - | - |  | 43118 |  |  |  | 43118 | 4,984.44 - - - 43118 | 4984.44 | #VALUE! | #VALUE! | #VALUE! | 4984.44 | - | - | -
Pressure regulating valve (O2) c/w chained labels : -
Each
43119 | 43119 | 15 mm diameter....................................................................................................................................................................... | [17 empty] | 4,816.80 |  |  |  | 61.35 |  |  | 62.41 | 119.12 |  | 43119 |  |  |  | 43119 | 4,816.80 61.35 62.41 119.12 43119 | 4816.8 | 61.35 | 62.41 | 119.12 | 4816.8 | 61.35 | 62.41 | 119.12
43120 | 43120 | 22 mm diameter....................................................................................................................................................................... | [17 empty] | 6,155.85 |  |  |  | 70.03 |  |  | 75.91 | 131.79 |  | 43120 |  |  |  | 43120 | 6,155.85 70.03 75.91 131.79 43120 | 6155.85 | 70.03 | 75.91 | 131.79 | 6155.85 | 70.03 | 75.91 | 131.79
43121 | 43121 | 28 mm diameter....................................................................................................................................................................... | [17 empty] | 7,294.17 |  |  |  | 76.92 |  |  | 85.74 | 143.91 |  | 43121 |  |  |  | 43121 | 7,294.17 76.92 85.74 143.91 43121 | 7294.17 | 76.92 | 85.74 | 143.91 | 7294.17 | 76.92 | 85.74 | 143.91
43122 | 43122 | 35 mm diameter....................................................................................................................................................................... | [17 empty] | 8,852.82 |  |  |  | 95.92 |  |  | 96.95 | 169.68 |  | 43122 |  |  |  | 43122 | 8,852.82 95.92 96.95 169.68 43122 | 8852.82 | 95.92 | 96.95 | 169.68 | 8852.82 | 95.92 | 96.95 | 169.68
43123 | 43123 | 42 mm diameter....................................................................................................................................................................... | [17 empty] | 10,034.35 |  |  |  | 102.61 |  |  | 105.49 | 185.64 |  | 43123 |  |  |  | 43123 | 10,034.35 102.61 105.49 185.64 43123 | 10034.35 | 102.61 | 105.49 | 185.64 | 10034.35 | 102.61 | 105.49 | 185.64
43/15
43 | 43 | MEDICAL GASES | [10 empty] | 43
| Item | Item
| MEDICAL GASES INSTALLATION (CONT'D) | [14 empty] | Take | [9 empty] | Take
| Supply | [22 empty] | down |  | down |  | Fix
| and | [22 empty] | and |  | and set |  | only
| Pressure regulating valve (N2O) c/w chained labels : - | [12 empty] | fix | [9 empty] | clear |  | aside for
| away | [24 empty] | re-use
| A | [22 empty] | B |  | C |  | D
| Each |  |  | $ | [19 empty] | $ |  | $ |  | $
43124 | 43124 | 15 mm diameter....................................................................................................................................................................... | [17 empty] | 4,808.86 |  |  |  | 61.35 |  |  | 62.41 | 119.12 |  | 43124 |  |  |  | 43124 | 4,808.86 61.35 62.41 119.12 43124 | 4808.86 | 61.35 | 62.41 | 119.12 | 4808.86 | 61.35 | 62.41 | 119.12
43125 | 43125 | 22 mm diameter....................................................................................................................................................................... | [17 empty] | 6,155.23 |  |  |  | 70.03 |  |  | 75.91 | 131.79 |  | 43125 |  |  |  | 43125 | 6,155.23 70.03 75.91 131.79 43125 | 6155.23 | 70.03 | 75.91 | 131.79 | 6155.23 | 70.03 | 75.91 | 131.79
43126 | 43126 | 28 mm diameter....................................................................................................................................................................... | [17 empty] | 7,299.07 |  |  |  | 76.92 |  |  | 85.74 | 143.91 |  | 43126 |  |  |  | 43126 | 7,299.07 76.92 85.74 143.91 43126 | 7299.07 | 76.92 | 85.74 | 143.91 | 7299.07 | 76.92 | 85.74 | 143.91
43127 | 43127 | 35 mm diameter....................................................................................................................................................................... | [17 empty] | 8,861.33 |  |  |  | 95.92 |  |  | 99.11 | 169.68 |  | 43127 |  |  |  | 43127 | 8,861.33 95.92 99.11 169.68 43127 | 8861.33 | 95.92 | 99.11 | 169.68 | 8861.33 | 95.92 | 99.11 | 169.68
Pressure regulating valve (medical air, surgical air) c/w chained labels : -
Each
43128 | 43128 | 15 mm diameter....................................................................................................................................................................... | [17 empty] | 4,816.80 |  |  |  | 61.35 |  |  | 62.41 | 119.12 |  | 43128 |  |  |  | 43128 | 4,816.80 61.35 62.41 119.12 43128 | 4816.8 | 61.35 | 62.41 | 119.12 | 4816.8 | 61.35 | 62.41 | 119.12
43129 | 43129 | 22 mm diameter....................................................................................................................................................................... | [17 empty] | 6,155.85 |  |  |  | 70.03 |  |  | 75.91 | 131.79 |  | 43129 |  |  |  | 43129 | 6,155.85 70.03 75.91 131.79 43129 | 6155.85 | 70.03 | 75.91 | 131.79 | 6155.85 | 70.03 | 75.91 | 131.79
43130 | 43130 | 28 mm diameter....................................................................................................................................................................... | [17 empty] | 7,294.17 |  |  |  | 76.92 |  |  | 85.74 | 143.91 |  | 43130 |  |  |  | 43130 | 7,294.17 76.92 85.74 143.91 43130 | 7294.17 | 76.92 | 85.74 | 143.91 | 7294.17 | 76.92 | 85.74 | 143.91
43131 | 43131 | 35 mm diameter....................................................................................................................................................................... | [17 empty] | 8,852.82 |  |  |  | 95.92 |  |  | 99.11 | 169.68 |  | 43131 |  |  |  | 43131 | 8,852.82 95.92 99.11 169.68 43131 | 8852.82 | 95.92 | 99.11 | 169.68 | 8852.82 | 95.92 | 99.11 | 169.68
43132 | 43132 | 42 mm diameter....................................................................................................................................................................... | [17 empty] | 10,034.35 |  |  |  | 102.61 |  |  | 105.49 | 185.64 |  | 43132 |  |  |  | 43132 | 10,034.35 102.61 105.49 185.64 43132 | 10034.35 | 102.61 | 105.49 | 185.64 | 10034.35 | 102.61 | 105.49 | 185.64
Pressure reducing valve
Each
43133 | 43133 | Duplex medical gas pressure reducing valve set.................................................................................................................... | [17 empty] | 22,575.00 |  |  |  | 190.41 |  |  | 197.02 | 353.29 |  | 43133 |  |  |  | 43133 | 22,575.00 190.41 197.02 353.29 43133 | 22575 | 190.41 | 197.02 | 353.29 | 22575 | 190.41 | 197.02 | 353.29
Oxygen concentration monitoring system
Per item
43134 | 43134 | Oxygen concentration monitoring system c/w monitoring alarm panel, built-in integral
pump with minimum oxygen flow rate at 0.05 l/ min., facilities for DDC/ CCMS and
| continuous digital reading of oxygen concentration (0.1% - 99%) to unit HTM 2022......................................................... | [18 empty] | 17,396.24 |  |  |  | 334.47 |  |  | 418.17 | 2,050.01 |  | 43134 |  |  |  | 43134 | 17,396.24 334.47 418.17 2,050.01 43134 | 17396.24 | 334.47 | 418.17 | 2050.01 | 17396.24 | 334.47 | 418.17 | 2050.01
(The actual rate should be : $173,962.40 for Item 43134A)
43/16
43 | 43 | MEDICAL GASES | [10 empty] | 43
| Item | Item
MEDICAL VACUUM SYSTEM
| Take | [24 empty] | Take
| Supply | [22 empty] | down |  | down |  | Fix
| Packaged duplex medical vacuum set, F.A. aspired at 500 mm Hg c/w air-cooled | [16 empty] | and | [5 empty] | and |  | and set |  | only
| rotary sliding/ low speed reciprocating vacuum pump and vibration isolators, plant | [17 empty] | fix |  |  |  |  | clear |  | aside for
| capacity : - |  |  |  | away | [20 empty] | re-use
| A | [22 empty] | B |  | C |  | D
| Each |  |  | $ | [19 empty] | $ |  | $ |  | $
43135 | 43135 | Up to 150 litres/ min............................................................................................................................................................... | [17 empty] | 12,185.69 |  |  |  | 329.54 |  |  | 409.01 | 1,750.50 |  | 43135 |  |  |  | 43135 | 12,185.69 329.54 409.01 1,750.50 43135 | 12185.69 | 329.54 | 409.01 | 1750.5 | 12185.69 | 329.54 | 409.01 | 1750.5
(The actual rate should be : $121,856.90 for Item 43135A)
43136 | 43136 | 150 - 300 litres/ min................................................................................................................................................................ | [17 empty] | 17,384.00 |  |  |  | 339.46 |  |  | 422.02 | 1,789.60 |  | 43136 |  |  |  | 43136 | 17,384.00 339.46 422.02 1,789.60 43136 | 17384 | 339.46 | 422.02 | 1789.6 | 17384 | 339.46 | 422.02 | 1789.6
(The actual rate should be : $173,840.00 for Item 43136A)
43137 | 43137 | 300 - 500 litres/ min................................................................................................................................................................ | [17 empty] | 22,577.15 |  |  |  | 347.59 |  |  | 430.48 | 1,878.90 |  | 43137 |  |  |  | 43137 | 22,577.15 347.59 430.48 1,878.90 43137 | 22577.15 | 347.59 | 430.48 | 1878.9 | 22577.15 | 347.59 | 430.48 | 1878.9
(The actual rate should be : $225,771.50 for Item 43137A)
43138 | 43138 | 500 - 750 litres/ min................................................................................................................................................................ | [17 empty] | 33,063.57 |  |  |  | 364.15 |  |  | 445.09 | 2,021.78 |  | 43138 |  |  |  | 43138 | 33,063.57 364.15 445.09 2,021.78 43138 | 33063.57 | 364.15 | 445.09 | 2021.78 | 33063.57 | 364.15 | 445.09 | 2021.78
(The actual rate should be : $330,635.70 for Item 43138A)
43139 | 43139 | 750 - 1000 litres/ min.............................................................................................................................................................. | [17 empty] | 41,701.06 |  |  |  | 382.18 |  |  | 464.70 | 2,165.38 |  | 43139 |  |  |  | 43139 | 41,701.06 382.18 464.70 2,165.38 43139 | 41701.06 | 382.18 | 464.7 | 2165.38 | 41701.06 | 382.18 | 464.7 | 2165.38
(The actual rate should be : $417,010.60 for Item 43139A)
43140 | 43140 | 1000 - 1250 litres/ min............................................................................................................................................................ | [17 empty] | 47,547.09 |  |  |  | 398.77 |  |  | 481.63 | 2,310.94 |  | 43140 |  |  |  | 43140 | 47,547.09 398.77 481.63 2,310.94 43140 | 47547.09 | 398.77 | 481.63 | 2310.94 | 47547.09 | 398.77 | 481.63 | 2310.94
(The actual rate should be : $475,470.90 for Item 43140A)
43141 | 43141 | 1250 - 1500 litres/ min............................................................................................................................................................ | [17 empty] | 54,368.48 |  |  |  | 415.50 |  |  | 496.39 | 2,453.99 |  | 43141 |  |  |  | 43141 | 54,368.48 415.50 496.39 2,453.99 43141 | 54368.48 | 415.5 | 496.39 | 2453.99 | 54368.48 | 415.5 | 496.39 | 2453.99
(The actual rate should be : $543,684.80 for Item 43141A)
43142 | 43142 | 1500 - 1750 litres/ min............................................................................................................................................................ | [17 empty] | 60,519.33 |  |  |  | 432.16 |  |  | 515.06 | 2,598.52 |  | 43142 |  |  |  | 43142 | 60,519.33 432.16 515.06 2,598.52 43142 | 60519.33 | 432.16 | 515.06 | 2598.52 | 60519.33 | 432.16 | 515.06 | 2598.52
(The actual rate should be : $605,193.30 for Item 43142A)
43143 | 43143 | 1750 - 2000 litres/ min............................................................................................................................................................ | [17 empty] | 67,250.95 |  |  |  | 448.54 |  |  | 531.85 | 2,744.18 |  | 43143 |  |  |  | 43143 | 67,250.95 448.54 531.85 2,744.18 43143 | 67250.95 | 448.54 | 531.85 | 2744.18 | 67250.95 | 448.54 | 531.85 | 2744.18
(The actual rate should be : $672,509.50 for Item 43143A)
Vacuum discharge system : -
Each
43144 | 43144 | Vacuum discharge system with exhaust pipe and silencer assembly for each pump, design
| to meet noise criteria better than 76 NC................................................................................................................................. | [18 empty] | 10,383.29 |  |  |  | 152.26 |  |  | 169.21 | 663.25 |  | 43144 |  |  |  | 43144 | 10,383.29 152.26 169.21 663.25 43144 | 10383.29 | 152.26 | 169.21 | 663.25 | 10383.29 | 152.26 | 169.21 | 663.25
Sanitary trap : -
Each
43145 | 43145 | Sanitary trap assembly with transparent bowl fitted with sight level tube for each pump.................................................... | [17 empty] | 5,732.42 |  |  |  | 49.35 |  |  | 57.56 | 201.82 |  | 43145 |  |  |  | 43145 | 5,732.42 49.35 57.56 201.82 43145 | 5732.42 | 49.35 | 57.56 | 201.82 | 5732.42 | 49.35 | 57.56 | 201.82
43/17
43 | 43 | MEDICAL GASES | [10 empty] | 43
| Item | Item
| MEDICAL VACUUM SYSTEM (CONT'D) | [12 empty] | Take | [11 empty] | Take
| Supply | [22 empty] | down |  | down |  | Fix
| and | [22 empty] | and |  | and set |  | only
| Horizontal vacuum reservoir to BS EN 286-1:1998 + A2:2005 c/w vacuum gauge | [16 empty] | fix | [5 empty] | clear |  | aside for
| with petcock, drainage trap, inlet isolating and non-return valve, water capacity : - | [17 empty] | away | [6 empty] | re-use
| A | [22 empty] | B |  | C |  | D
| Each |  |  | $ | [19 empty] | $ |  | $ |  | $
43146 | 43146 | Up to 1500 litres...................................................................................................................................................................... | [17 empty] | 69,903.67 |  |  |  | 654.25 |  |  | 739.15 | 3,304.30 |  | 43146 |  |  |  | 43146 | 69,903.67 654.25 739.15 3,304.30 43146 | 69903.67 | 654.25 | 739.15 | 3304.3 | 69903.67 | 654.25 | 739.15 | 3304.3
43147 | 43147 | 1500 - 2000 litres.................................................................................................................................................................... | [17 empty] | 90,404.51 |  |  |  | 739.15 |  |  | 818.61 | 3,540.78 |  | 43147 |  |  |  | 43147 | 90,404.51 739.15 818.61 3,540.78 43147 | 90404.51 | 739.15 | 818.61 | 3540.78 | 90404.51 | 739.15 | 818.61 | 3540.78
43148 | 43148 | 2000 - 2500 litres.................................................................................................................................................................... | [17 empty] | 11,024.54 |  |  |  | 818.61 |  |  | 977.48 | 3,860.74 |  | 43148 |  |  |  | 43148 | 11,024.54 818.61 977.48 3,860.74 43148 | 11024.54 | 818.61 | 977.48 | 3860.74 | 11024.54 | 818.61 | 977.48 | 3860.74
(The actual rate should be : $110,245.40 for Item 43148A)
43149 | 43149 | 2500 - 3000 litres.................................................................................................................................................................... | [17 empty] | 12,979.10 |  |  |  | 903.36 1,064.44 |  |  |  | 4,125.27 |  | 43149 |  |  |  | 43149 | 12,979.10 903.36 1,064.44 4,125.27 43149 | 12979.1 | 903.36 | 1064.44 | 4125.27 | 12979.1 | 903.36 | 1064.44 | 4125.27
(The actual rate should be : $129,791.00 for Item 43149A)
43150 | 43150 | 3000 - 3500 litres.................................................................................................................................................................... | [17 empty] | 14,725.40 |  |  |  | 977.48 1,140.39 |  |  |  | 4,409.85 |  | 43150 |  |  |  | 43150 | 14,725.40 977.48 1,140.39 4,409.85 43150 | 14725.4 | 977.48 | 1140.39 | 4409.85 | 14725.4 | 977.48 | 1140.39 | 4409.85
(The actual rate should be : $147,254.00 for Item 43150A)
43151 | 43151 | 3500 - 4000 litres.................................................................................................................................................................... | [17 empty] | 16,448.73 1,064.44 1,227.44 | [7 empty] | 4,675.99 |  | 43151 |  |  |  | 43151 | 16,448.73 1,064.44 1,227.44 4,675.99 43151 | 16448.73 | 1064.44 | 1227.44 | 4675.99 | 16448.73 | 1064.44 | 1227.44 | 4675.99
(The actual rate should be : $164,487.30 for Item 43151A)
43152 | 43152 | 4000 - 4500 litres.................................................................................................................................................................... | [17 empty] | 18,326.12 1,140.39 1,303.70 | [7 empty] | 4,943.06 |  | 43152 |  |  |  | 43152 | 18,326.12 1,140.39 1,303.70 4,943.06 43152 | 18326.12 | 1140.39 | 1303.7 | 4943.06 | 18326.12 | 1140.39 | 1303.7 | 4943.06
(The actual rate should be : $183,261.20 for Item 43152A)
43153 | 43153 | 4500 - 5000 litres.................................................................................................................................................................... | [17 empty] | 20,047.61 1,227.44 1,395.31 | [7 empty] | 5,208.90 |  | 43153 |  |  |  | 43153 | 20,047.61 1,227.44 1,395.31 5,208.90 43153 | 20047.61 | 1227.44 | 1395.31 | 5208.9 | 20047.61 | 1227.44 | 1395.31 | 5208.9
(The actual rate should be : $200,476.10 for Item 43153A)
43154 | 43154 | 5000 - 5500 litres.................................................................................................................................................................... | [17 empty] | 21,798.35 1,303.70 1,467.56 | [7 empty] | 5,475.22 |  | 43154 |  |  |  | 43154 | 21,798.35 1,303.70 1,467.56 5,475.22 43154 | 21798.35 | 1303.7 | 1467.56 | 5475.22 | 21798.35 | 1303.7 | 1467.56 | 5475.22
(The actual rate should be : $217,983.50 for Item 43154A)
43155 | 43155 | 5500 - 6000 litres.................................................................................................................................................................... | [17 empty] | 23,682.90 1,395.31 1,560.38 | [7 empty] | 5,744.97 |  | 43155 |  |  |  | 43155 | 23,682.90 1,395.31 1,560.38 5,744.97 43155 | 23682.9 | 1395.31 | 1560.38 | 5744.97 | 23682.9 | 1395.31 | 1560.38 | 5744.97
(The actual rate should be : $236,829.00 for Item 43155A)
Duplex medical vacuum set c/w the following : -
Each
43156 | 43156 | Vacuum drain tanks; including all associated accessories..................................................................................................... | [17 empty] | 5,527.99 |  |  |  | 197.38 |  |  | 212.55 | 912.26 |  | 43156 |  |  |  | 43156 | 5,527.99 197.38 212.55 912.26 43156 | 5527.99 | 197.38 | 212.55 | 912.26 | 5527.99 | 197.38 | 212.55 | 912.26
43157 | 43157 | Pipeline vacuum gauges including isolating valves............................................................................................................... | [17 empty] | 1,587.47 |  |  |  | 60.73 |  |  | 72.58 | 128.44 |  | 43157 |  |  |  | 43157 | 1,587.47 60.73 72.58 128.44 43157 | 1587.47 | 60.73 | 72.58 | 128.44 | 1587.47 | 60.73 | 72.58 | 128.44
43158 | 43158 | Vacuum pressure switches including isolating valves........................................................................................................... | [17 empty] | 1,843.78 |  |  |  | 60.73 |  |  | 72.58 | 128.44 |  | 43158 |  |  |  | 43158 | 1,843.78 60.73 72.58 128.44 43158 | 1843.78 | 60.73 | 72.58 | 128.44 | 1843.78 | 60.73 | 72.58 | 128.44
43159 | 43159 | Medical vacuum plant control panel; c/w all associated accessories and power cables
| and conduits connections to adjacent isolating switch.......................................................................................................... | [18 empty] | 54,191.05 |  |  |  | 417.22 |  |  | 550.63 | 4,136.99 |  | 43159 |  |  |  | 43159 | 54,191.05 417.22 550.63 4,136.99 43159 | 54191.05 | 417.22 | 550.63 | 4136.99 | 54191.05 | 417.22 | 550.63 | 4136.99
43/18
43 | 43 | MEDICAL GASES | [10 empty] | 43
| Item | Item
| MEDICAL AIR SYSTEM | [9 empty] | Take | [14 empty] | Take
| Supply | [22 empty] | down |  | down |  | Fix
| and | [22 empty] | and |  | and set |  | only
| Triplex medical compressed air plant c/w the following : - | [14 empty] | fix | [7 empty] | clear |  | aside for
| away | [24 empty] | re-use
| A | [22 empty] | B |  | C |  | D
| Each |  |  | $ | [19 empty] | $ |  | $ |  | $
43160 | 43160 | Air intake filters (3 sets).......................................................................................................................................................... | [17 empty] | 21,359.88 |  |  |  | 154.60 |  |  | 167.47 | 391.93 |  | 43160 |  |  |  | 43160 | 21,359.88 154.60 167.47 391.93 43160 | 21359.88 | 154.6 | 167.47 | 391.93 | 21359.88 | 154.6 | 167.47 | 391.93
43161 | 43161 | Air intake silencers (3 sets)..................................................................................................................................................... | [17 empty] | 18,380.57 |  |  |  | 154.60 |  |  | 167.47 | 411.44 |  | 43161 |  |  |  | 43161 | 18,380.57 154.60 167.47 411.44 43161 | 18380.57 | 154.6 | 167.47 | 411.44 | 18380.57 | 154.6 | 167.47 | 411.44
43162 | 43162 | Air compressors; up to 250 litres/ min. (3 sets)..................................................................................................................... | [17 empty] | 99,403.69 |  |  |  | 825.48 1,084.66 |  |  |  | 3,920.92 |  | 43162 |  |  |  | 43162 | 99,403.69 825.48 1,084.66 3,920.92 43162 | 99403.69 | 825.48 | 1084.66 | 3920.92 | 99403.69 | 825.48 | 1084.66 | 3920.92
43163 | 43163 | Ditto; 250 - 500 litres/ min. (3 sets)........................................................................................................................................ | [17 empty] | 12,841.64 |  |  |  | 916.68 1,136.66 |  |  |  | 4,292.51 |  | 43163 |  |  |  | 43163 | 12,841.64 916.68 1,136.66 4,292.51 43163 | 12841.64 | 916.68 | 1136.66 | 4292.51 | 12841.64 | 916.68 | 1136.66 | 4292.51
(The actual rate should be : $128,416.40 for Item 43163A)
43164 | 43164 | Ditto; 500 - 750 litres/ min. (3 sets)........................................................................................................................................ | [17 empty] | 16,404.03 |  |  |  | 958.72 1,179.55 |  |  |  | 4,644.90 |  | 43164 |  |  |  | 43164 | 16,404.03 958.72 1,179.55 4,644.90 43164 | 16404.03 | 958.72 | 1179.55 | 4644.9 | 16404.03 | 958.72 | 1179.55 | 4644.9
(The actual rate should be : $164,040.30 for Item 43164A)
43165 | 43165 | Ditto; 750 - 1000 litres/ min. (3 sets)..................................................................................................................................... | [17 empty] | 19,559.38 1,000.58 1,231.12 | [7 empty] | 4,961.97 |  | 43165 |  |  |  | 43165 | 19,559.38 1,000.58 1,231.12 4,961.97 43165 | 19559.38 | 1000.58 | 1231.12 | 4961.97 | 19559.38 | 1000.58 | 1231.12 | 4961.97
(The actual rate should be : $195,593.80 for Item 43165A)
43166 | 43166 | Ditto; 1000 - 1250 litres/ min. (3 sets)................................................................................................................................... | [17 empty] | 23,117.08 1,039.03 1,278.24 | [7 empty] | 5,333.95 |  | 43166 |  |  |  | 43166 | 23,117.08 1,039.03 1,278.24 5,333.95 43166 | 23117.08 | 1039.03 | 1278.24 | 5333.95 | 23117.08 | 1039.03 | 1278.24 | 5333.95
(The actual rate should be : $231,170.80 for Item 43166A)
43167 | 43167 | Ditto; 1250 - 1500 litres/ min. (3 sets)................................................................................................................................... | [17 empty] | 27,195.24 1,080.78 1,320.11 | [7 empty] | 5,625.97 |  | 43167 |  |  |  | 43167 | 27,195.24 1,080.78 1,320.11 5,625.97 43167 | 27195.24 | 1080.78 | 1320.11 | 5625.97 | 27195.24 | 1080.78 | 1320.11 | 5625.97
(The actual rate should be : $271,952.40 for Item 43167A)
43168 | 43168 | Air-cooled after coolers (3 sets).............................................................................................................................................. | [17 empty] | 42,413.60 |  |  |  | 825.48 1,084.66 |  |  |  | 4,044.01 |  | 43168 |  |  |  | 43168 | 42,413.60 825.48 1,084.66 4,044.01 43168 | 42413.6 | 825.48 | 1084.66 | 4044.01 | 42413.6 | 825.48 | 1084.66 | 4044.01
43169 | 43169 | Air receiver; c/w all associated accessories; up to 250 litres/ min. (2 sets)........................................................................... | [17 empty] | 73,172.43 |  |  |  | 544.69 |  |  | 675.71 | 2,367.17 |  | 43169 |  |  |  | 43169 | 73,172.43 544.69 675.71 2,367.17 43169 | 73172.43 | 544.69 | 675.71 | 2367.17 | 73172.43 | 544.69 | 675.71 | 2367.17
43170 | 43170 | Ditto; 250 - 500 litres/ min. (2 sets)........................................................................................................................................ | [17 empty] | 94,088.28 |  |  |  | 574.62 |  |  | 710.62 | 2,677.47 |  | 43170 |  |  |  | 43170 | 94,088.28 574.62 710.62 2,677.47 43170 | 94088.28 | 574.62 | 710.62 | 2677.47 | 94088.28 | 574.62 | 710.62 | 2677.47
43171 | 43171 | Ditto; 500 - 750 litres/ min. (2 sets)........................................................................................................................................ | [17 empty] | 11,356.89 |  |  |  | 601.51 |  |  | 742.48 | 2,922.23 |  | 43171 |  |  |  | 43171 | 11,356.89 601.51 742.48 2,922.23 43171 | 11356.89 | 601.51 | 742.48 | 2922.23 | 11356.89 | 601.51 | 742.48 | 2922.23
(The actual rate should be : $113,568.90 for Item 43171A)
43172 | 43172 | Ditto; 750 - 1000 litres/ min. (2 sets)..................................................................................................................................... | [17 empty] | 13,421.14 |  |  |  | 627.70 |  |  | 772.47 | 3,166.71 |  | 43172 |  |  |  | 43172 | 13,421.14 627.70 772.47 3,166.71 43172 | 13421.14 | 627.7 | 772.47 | 3166.71 | 13421.14 | 627.7 | 772.47 | 3166.71
(The actual rate should be : $134,211.40 for Item 43172A)
43173 | 43173 | Ditto; 1000 - 1250 litres/ min. (2 sets)................................................................................................................................... | [17 empty] | 15,806.42 |  |  |  | 651.49 |  |  | 801.11 | 3,512.28 |  | 43173 |  |  |  | 43173 | 15,806.42 651.49 801.11 3,512.28 43173 | 15806.42 | 651.49 | 801.11 | 3512.28 | 15806.42 | 651.49 | 801.11 | 3512.28
(The actual rate should be : $158,064.20 for Item 43173A)
43174 | 43174 | Ditto; 1250 - 1500 litres/ min. (2 sets)................................................................................................................................... | [17 empty] | 18,342.59 |  |  |  | 679.51 |  |  | 828.57 | 3,857.90 |  | 43174 |  |  |  | 43174 | 18,342.59 679.51 828.57 3,857.90 43174 | 18342.59 | 679.51 | 828.57 | 3857.9 | 18342.59 | 679.51 | 828.57 | 3857.9
(The actual rate should be : $183,425.90 for Item 43174A)
43175 | 43175 | Water separators (2 sets)......................................................................................................................................................... | [17 empty] | 10,828.38 |  |  |  | 106.23 |  |  | 113.32 | 234.52 |  | 43175 |  |  |  | 43175 | 10,828.38 106.23 113.32 234.52 43175 | 10828.38 | 106.23 | 113.32 | 234.52 | 10828.38 | 106.23 | 113.32 | 234.52
43176 | 43176 | Oil filter (2 sets)...................................................................................................................................................................... | [17 empty] | 17,872.07 |  |  |  | 106.23 |  |  | 113.32 | 234.52 |  | 43176 |  |  |  | 43176 | 17,872.07 106.23 113.32 234.52 43176 | 17872.07 | 106.23 | 113.32 | 234.52 | 17872.07 | 106.23 | 113.32 | 234.52
43177 | 43177 | Twin column desiccant air dryers; heatless reactivated including all associated
| accessories (2 Sets)................................................................................................................................................................. | [18 empty] | 22,655.44 |  |  |  | 544.69 |  |  | 675.71 | 2,517.33 |  | 43177 |  |  |  | 43177 | 22,655.44 544.69 675.71 2,517.33 43177 | 22655.44 | 544.69 | 675.71 | 2517.33 | 22655.44 | 544.69 | 675.71 | 2517.33
(The actual rate should be : $226,554.40 for Item 43177A)
43/19
43 | 43 | MEDICAL GASES | [10 empty] | 43
| Item | Item
| MEDICAL AIR SYSTEM (CONT'D) | [11 empty] | Take | [12 empty] | Take
| Supply | [22 empty] | down |  | down |  | Fix
| and | [22 empty] | and |  | and set |  | only
| Triplex medical compressed air plant c/w the following : - (Cont'd) | [16 empty] | fix | [5 empty] | clear |  | aside for
| away | [24 empty] | re-use
| A | [22 empty] | B |  | C |  | D
| Each |  |  | $ | [19 empty] | $ |  | $ |  | $
43178 | 43178 | Dust filter (2 sets).................................................................................................................................................................... | [17 empty] | 21,846.69 |  |  |  | 106.23 |  |  | 113.32 | 227.67 |  | 43178 |  |  |  | 43178 | 21,846.69 106.23 113.32 227.67 43178 | 21846.69 | 106.23 | 113.32 | 227.67 | 21846.69 | 106.23 | 113.32 | 227.67
43179 | 43179 | Header c/w dew point alarm probe......................................................................................................................................... | [17 empty] | 26,392.55 |  |  |  | 250.02 |  |  | 290.99 | 925.41 |  | 43179 |  |  |  | 43179 | 26,392.55 250.02 290.99 925.41 43179 | 26392.55 | 250.02 | 290.99 | 925.41 | 26392.55 | 250.02 | 290.99 | 925.41
43180 | 43180 | Duplex regulating stations...................................................................................................................................................... | [17 empty] | 9,046.48 |  |  |  | 266.05 |  |  | 288.57 | 806.48 |  | 43180 |  |  |  | 43180 | 9,046.48 266.05 288.57 806.48 43180 | 9046.48 | 266.05 | 288.57 | 806.48 | 9046.48 | 266.05 | 288.57 | 806.48
43181 | 43181 | Active carbon filter (2 sets)..................................................................................................................................................... | [17 empty] | 18,196.75 |  |  |  | 106.23 |  |  | 113.32 | 234.52 |  | 43181 |  |  |  | 43181 | 18,196.75 106.23 113.32 234.52 43181 | 18196.75 | 106.23 | 113.32 | 234.52 | 18196.75 | 106.23 | 113.32 | 234.52
43182 | 43182 | Bacteria filter c/w sterilizable glass trap and stop valves (2 sets).......................................................................................... | [17 empty] | 50,923.26 |  |  |  | 134.78 |  |  | 147.52 | 271.97 |  | 43182 |  |  |  | 43182 | 50,923.26 134.78 147.52 271.97 43182 | 50923.26 | 134.78 | 147.52 | 271.97 | 50923.26 | 134.78 | 147.52 | 271.97
43183 | 43183 | Pressure switch........................................................................................................................................................................ | [17 empty] | 434.83 |  |  |  | 41.49 |  |  | 42.24 | 72.41 |  | 43183 |  |  |  | 43183 | 434.83 41.49 42.24 72.41 43183 | 434.83 | 41.49 | 42.24 | 72.41 | 434.83 | 41.49 | 42.24 | 72.41
43184 | 43184 | Emergency compressed air manifold; including all associated accessories.......................................................................... | [17 empty] | 21,306.55 |  |  |  | 204.04 |  |  | 252.29 | 2,222.53 |  | 43184 |  |  |  | 43184 | 21,306.55 204.04 252.29 2,222.53 43184 | 21306.55 | 204.04 | 252.29 | 2222.53 | 21306.55 | 204.04 | 252.29 | 2222.53
43185 | 43185 | Medical compressed air plant control panel; c/w all associated accessories, and power
cables and conduits connections to adjacent isolating switch (isolating switch
| measured separately)............................................................................................................................................................... | [18 empty] | 75,837.23 |  |  |  | 413.71 |  |  | 545.84 | 3,970.10 |  | 43185 |  |  |  | 43185 | 75,837.23 413.71 545.84 3,970.10 43185 | 75837.23 | 413.71 | 545.84 | 3970.1 | 75837.23 | 413.71 | 545.84 | 3970.1
| SURGICAL AIR SYSTEM | [9 empty] | Take | [14 empty] | Take
| Supply | [22 empty] | down |  | down |  | Fix
| and | [22 empty] | and |  | and set |  | only
| Duplex surgical compressed air plant c/w the following : - | [14 empty] | fix | [7 empty] | clear |  | aside for
| away | [24 empty] | re-use
| A | [22 empty] | B |  | C |  | D
| Each |  |  | $ | [19 empty] | $ |  | $ |  | $
43186 | 43186 | Air intake filters (2 sets).......................................................................................................................................................... | [17 empty] | 14,196.09 |  |  |  | 106.23 |  |  | 113.32 | 234.52 |  | 43186 |  |  |  | 43186 | 14,196.09 106.23 113.32 234.52 43186 | 14196.09 | 106.23 | 113.32 | 234.52 | 14196.09 | 106.23 | 113.32 | 234.52
43187 | 43187 | Air intake silencers (2 sets)..................................................................................................................................................... | [17 empty] | 12,367.26 |  |  |  | 106.23 |  |  | 113.32 | 274.65 |  | 43187 |  |  |  | 43187 | 12,367.26 106.23 113.32 274.65 43187 | 12367.26 | 106.23 | 113.32 | 274.65 | 12367.26 | 106.23 | 113.32 | 274.65
43188 | 43188 | Air compressors; up to 250 litres/ min. (2 sets)..................................................................................................................... | [17 empty] | 66,632.48 |  |  |  | 544.69 |  |  | 675.71 | 2,571.89 |  | 43188 |  |  |  | 43188 | 66,632.48 544.69 675.71 2,571.89 43188 | 66632.48 | 544.69 | 675.71 | 2571.89 | 66632.48 | 544.69 | 675.71 | 2571.89
43189 | 43189 | Ditto; 250 - 500 litres/ min. (2 sets)........................................................................................................................................ | [17 empty] | 86,138.33 |  |  |  | 574.62 |  |  | 710.62 | 2,812.09 |  | 43189 |  |  |  | 43189 | 86,138.33 574.62 710.62 2,812.09 43189 | 86138.33 | 574.62 | 710.62 | 2812.09 | 86138.33 | 574.62 | 710.62 | 2812.09
43190 | 43190 | Ditto; 500 - 750 litres/ min. (2 sets)........................................................................................................................................ | [17 empty] | 10,858.18 |  |  |  | 601.51 |  |  | 742.48 | 3,029.78 |  | 43190 |  |  |  | 43190 | 10,858.18 601.51 742.48 3,029.78 43190 | 10858.18 | 601.51 | 742.48 | 3029.78 | 10858.18 | 601.51 | 742.48 | 3029.78
(The actual rate should be : $108,581.80 for Item 43190A)
43191 | 43191 | Ditto; 750 - 1000 litres/ min. (2 sets)..................................................................................................................................... | [17 empty] | 13,037.85 |  |  |  | 627.70 |  |  | 772.47 | 3,166.71 |  | 43191 |  |  |  | 43191 | 13,037.85 627.70 772.47 3,166.71 43191 | 13037.85 | 627.7 | 772.47 | 3166.71 | 13037.85 | 627.7 | 772.47 | 3166.71
(The actual rate should be : $130,378.50 for Item 43191A)
43192 | 43192 | Ditto; 1000 - 1250 litres/ min. (2 sets)................................................................................................................................... | [17 empty] | 15,382.24 |  |  |  | 651.49 |  |  | 801.11 | 3,464.34 |  | 43192 |  |  |  | 43192 | 15,382.24 651.49 801.11 3,464.34 43192 | 15382.24 | 651.49 | 801.11 | 3464.34 | 15382.24 | 651.49 | 801.11 | 3464.34
(The actual rate should be : $153,822.40 for Item 43192A)
43193 | 43193 | Ditto; 1250 - 1500 litres/ min. (2 sets)................................................................................................................................... | [17 empty] | 18,409.31 |  |  |  | 679.51 |  |  | 828.57 | 3,681.77 |  | 43193 |  |  |  | 43193 | 18,409.31 679.51 828.57 3,681.77 43193 | 18409.31 | 679.51 | 828.57 | 3681.77 | 18409.31 | 679.51 | 828.57 | 3681.77
(The actual rate should be : $184,093.10 for Item 43193A)
43/20
43 | 43 | MEDICAL GASES | [10 empty] | 43
| Item | Item
| SURGICAL AIR SYSTEM (CONT'D) | [11 empty] | Take | [12 empty] | Take
| Supply | [22 empty] | down |  | down |  | Fix
| and | [22 empty] | and |  | and set |  | only
| Duplex surgical compressed air plant c/w the following : - (Cont'd) | [16 empty] | fix | [5 empty] | clear |  | aside for
| away | [24 empty] | re-use
| A | [22 empty] | B |  | C |  | D
| Each |  |  | $ | [19 empty] | $ |  | $ |  | $
43194 | 43194 | Air-cooled after coolers........................................................................................................................................................... | [17 empty] | 14,070.70 |  |  |  | 277.42 |  |  | 344.37 | 1,276.10 |  | 43194 |  |  |  | 43194 | 14,070.70 277.42 344.37 1,276.10 43194 | 14070.7 | 277.42 | 344.37 | 1276.1 | 14070.7 | 277.42 | 344.37 | 1276.1
43195 | 43195 | Air receiver; c/w all associated accessories; up to 250 litres/ min. (2 sets)........................................................................... | [17 empty] | 73,172.43 |  |  |  | 544.69 |  |  | 675.71 | 2,367.17 |  | 43195 |  |  |  | 43195 | 73,172.43 544.69 675.71 2,367.17 43195 | 73172.43 | 544.69 | 675.71 | 2367.17 | 73172.43 | 544.69 | 675.71 | 2367.17
43196 | 43196 | Ditto; 250 - 500 litres/ min. (2 sets)........................................................................................................................................ | [17 empty] | 94,088.28 |  |  |  | 574.62 |  |  | 710.62 | 2,676.63 |  | 43196 |  |  |  | 43196 | 94,088.28 574.62 710.62 2,676.63 43196 | 94088.28 | 574.62 | 710.62 | 2676.63 | 94088.28 | 574.62 | 710.62 | 2676.63
43197 | 43197 | Ditto; 500 - 750 litres/ min. (2 sets)........................................................................................................................................ | [17 empty] | 11,356.89 |  |  |  | 601.51 |  |  | 742.48 | 2,922.23 |  | 43197 |  |  |  | 43197 | 11,356.89 601.51 742.48 2,922.23 43197 | 11356.89 | 601.51 | 742.48 | 2922.23 | 11356.89 | 601.51 | 742.48 | 2922.23
(The actual rate should be : $113,568.90 for Item 43197A)
43198 | 43198 | Ditto; 750 - 1000 litres/ min. (2 sets)..................................................................................................................................... | [17 empty] | 13,421.14 |  |  |  | 627.70 |  |  | 772.47 | 3,166.71 |  | 43198 |  |  |  | 43198 | 13,421.14 627.70 772.47 3,166.71 43198 | 13421.14 | 627.7 | 772.47 | 3166.71 | 13421.14 | 627.7 | 772.47 | 3166.71
(The actual rate should be : $134,211.40 for Item 43198A)
43199 | 43199 | Ditto; 1000 - 1250 litres/ min. (2 sets)................................................................................................................................... | [17 empty] | 15,806.42 |  |  |  | 651.49 |  |  | 801.11 | 3,512.28 |  | 43199 |  |  |  | 43199 | 15,806.42 651.49 801.11 3,512.28 43199 | 15806.42 | 651.49 | 801.11 | 3512.28 | 15806.42 | 651.49 | 801.11 | 3512.28
(The actual rate should be : $158,064.20 for Item 43199A)
43200 | 43200 | Ditto; 1250 - 1500 litres/ min. (2 sets)................................................................................................................................... | [17 empty] | 18,342.59 |  |  |  | 679.51 |  |  | 828.57 | 3,857.90 |  | 43200 |  |  |  | 43200 | 18,342.59 679.51 828.57 3,857.90 43200 | 18342.59 | 679.51 | 828.57 | 3857.9 | 18342.59 | 679.51 | 828.57 | 3857.9
(The actual rate should be : $183,425.90 for Item 43200A)
43201 | 43201 | Water separators...................................................................................................................................................................... | [17 empty] | 6,537.21 |  |  |  | 51.13 |  |  | 56.30 | 130.44 |  | 43201 |  |  |  | 43201 | 6,537.21 51.13 56.30 130.44 43201 | 6537.21 | 51.13 | 56.3 | 130.44 | 6537.21 | 51.13 | 56.3 | 130.44
43202 | 43202 | Oil filter................................................................................................................................................................................... | [17 empty] | 10,433.14 |  |  |  | 51.13 |  |  | 56.30 | 130.44 |  | 43202 |  |  |  | 43202 | 10,433.14 51.13 56.30 130.44 43202 | 10433.14 | 51.13 | 56.3 | 130.44 | 10433.14 | 51.13 | 56.3 | 130.44
43203 | 43203 | Twin column desiccant air dryers; heatless reactivated including all associated
| accessories (2 Sets) ................................................................................................................................................................ | [18 empty] | 20,337.06 |  |  |  | 544.69 |  |  | 675.71 | 2,516.48 |  | 43203 |  |  |  | 43203 | 20,337.06 544.69 675.71 2,516.48 43203 | 20337.06 | 544.69 | 675.71 | 2516.48 | 20337.06 | 544.69 | 675.71 | 2516.48
(The actual rate should be : $203,370.60 for Item 43203A)
43204 | 43204 | Dust filter................................................................................................................................................................................. | [17 empty] | 11,022.99 |  |  |  | 51.13 |  |  | 56.30 | 130.44 |  | 43204 |  |  |  | 43204 | 11,022.99 51.13 56.30 130.44 43204 | 11022.99 | 51.13 | 56.3 | 130.44 | 11022.99 | 51.13 | 56.3 | 130.44
43205 | 43205 | Header c/w dew point alarm probe......................................................................................................................................... | [17 empty] | 26,265.07 |  |  |  | 250.02 |  |  | 290.99 | 925.41 |  | 43205 |  |  |  | 43205 | 26,265.07 250.02 290.99 925.41 43205 | 26265.07 | 250.02 | 290.99 | 925.41 | 26265.07 | 250.02 | 290.99 | 925.41
43206 | 43206 | Duplex regulating stations...................................................................................................................................................... | [17 empty] | 9,726.00 |  |  |  | 232.92 |  |  | 257.14 | 806.48 |  | 43206 |  |  |  | 43206 | 9,726.00 232.92 257.14 806.48 43206 | 9726 | 232.92 | 257.14 | 806.48 | 9726 | 232.92 | 257.14 | 806.48
43207 | 43207 | Active carbon filter................................................................................................................................................................. | [17 empty] | 11,387.67 |  |  |  | 51.13 |  |  | 56.30 | 130.44 |  | 43207 |  |  |  | 43207 | 11,387.67 51.13 56.30 130.44 43207 | 11387.67 | 51.13 | 56.3 | 130.44 | 11387.67 | 51.13 | 56.3 | 130.44
43208 | 43208 | Bacteria filter c/w sterilizable glass trap and stop valves....................................................................................................... | [17 empty] | 25,199.43 |  |  |  | 66.85 |  |  | 71.13 | 136.49 |  | 43208 |  |  |  | 43208 | 25,199.43 66.85 71.13 136.49 43208 | 25199.43 | 66.85 | 71.13 | 136.49 | 25199.43 | 66.85 | 71.13 | 136.49
43209 | 43209 | Pressure switch........................................................................................................................................................................ | [17 empty] | 462.53 |  |  |  | 36.15 |  |  | 40.62 | 72.41 |  | 43209 |  |  |  | 43209 | 462.53 36.15 40.62 72.41 43209 | 462.53 | 36.15 | 40.62 | 72.41 | 462.53 | 36.15 | 40.62 | 72.41
43210 | 43210 | Emergency surgical air manifold; including all associated accessories................................................................................ | [17 empty] | 21,204.74 |  |  |  | 204.04 |  |  | 252.29 | 2,222.53 |  | 43210 |  |  |  | 43210 | 21,204.74 204.04 252.29 2,222.53 43210 | 21204.74 | 204.04 | 252.29 | 2222.53 | 21204.74 | 204.04 | 252.29 | 2222.53
43211 | 43211 | Surgical air plant control panel; c/w all associated accessories, and power cables and
conduits connections to adjacent isolating switch (isolating switch measured
| separately) .............................................................................................................................................................................. | [18 empty] | 72,721.07 |  |  |  | 418.37 |  |  | 546.53 | 3,898.26 |  | 43211 |  |  |  | 43211 | 72,721.07 418.37 546.53 3,898.26 43211 | 72721.07 | 418.37 | 546.53 | 3898.26 | 72721.07 | 418.37 | 546.53 | 3898.26
43/21
43 | 43 | MEDICAL GASES | [10 empty] | 43
| Item | Item
ACTIVE ANAESTHETIC GAS SCAVENGING SYSTEM
| Take | [24 empty] | Take
| Supply | [22 empty] | down |  | down |  | Fix
| Solid drawn seamless, phosphorous de-oxidized, non-arsenical half- hard copper | [16 empty] | and | [5 empty] | and |  | and set |  | only
| pipes and fitting to BS EN 1976 and BS EN 1978 in straight random lengths, best | [17 empty] | fix |  |  |  |  | clear |  | aside for
| quality to BS EN 1057, in addition to the requirements of HTM 2022 : - | [16 empty] | away | [7 empty] | re-use
| A | [22 empty] | B |  | C |  | D
| Per linear metre |  |  |  |  | $ | [17 empty] | $ |  | $ |  | $
43212 | 43212 | 28 mm diameter (SP).............................................................................................................................................................. | [17 empty] | 427.47 |  |  |  | 14.14 |  |  | 15.21 | 244.71 |  | 43212 |  |  |  | 43212 | 427.47 14.14 15.21 244.71 43212 | 427.47 | 14.14 | 15.21 | 244.71 | 427.47 | 14.14 | 15.21 | 244.71
43213 | 43213 | 32 mm diameter (SP).............................................................................................................................................................. | [17 empty] | 484.57 |  |  |  | 15.21 |  |  | 16.40 | 262.28 |  | 43213 |  |  |  | 43213 | 484.57 15.21 16.40 262.28 43213 | 484.57 | 15.21 | 16.4 | 262.28 | 484.57 | 15.21 | 16.4 | 262.28
Supply and installation of the following Active Anaesthetic Gas Scavenging System,
c/w all associated accessories to form on operable systems to BS EN ISO 7396-2,
BS EN ISO 9170-2, BS EN 60601-2-13, BS EN ISO 8835-2, 4 and 5 : -
Approved Active Anaesthetic Gas Scavenging System complete with the following : -
Each
43214 | 43214 | AGSS terminal outlets ........................................................................................................................................................... | [17 empty] | 2,863.47 |  |  |  | 42.10 |  |  | 44.02 | 298.28 |  | 43214 |  |  |  | 43214 | 2,863.47 42.10 44.02 298.28 43214 | 2863.47 | 42.1 | 44.02 | 298.28 | 2863.47 | 42.1 | 44.02 | 298.28
43215 | 43215 | Duplex exhauster units (power device) (1350 litres/ min.).................................................................................................... | [17 empty] | 93,029.22 |  |  |  | 679.51 |  |  | 828.57 | 3,410.31 |  | 43215 |  |  |  | 43215 | 93,029.22 679.51 828.57 3,410.31 43215 | 93029.22 | 679.51 | 828.57 | 3410.31 | 93029.22 | 679.51 | 828.57 | 3410.31
43216 | 43216 | Plant isolator and control panel.............................................................................................................................................. | [17 empty] | 30,359.79 |  |  |  | 413.79 |  |  | 546.04 | 3,766.14 |  | 43216 |  |  |  | 43216 | 30,359.79 413.79 546.04 3,766.14 43216 | 30359.79 | 413.79 | 546.04 | 3766.14 | 30359.79 | 413.79 | 546.04 | 3766.14
43217 | 43217 | Remote on-off flow failure starter unit................................................................................................................................... | [17 empty] | 15,325.92 |  |  |  | 217.66 |  |  | 225.43 | 924.90 |  | 43217 |  |  |  | 43217 | 15,325.92 217.66 225.43 924.90 43217 | 15325.92 | 217.66 | 225.43 | 924.9 | 15325.92 | 217.66 | 225.43 | 924.9
43218 | 43218 | Flow failure switching unit..................................................................................................................................................... | [17 empty] | 10,291.36 |  |  |  | 158.84 |  |  | 167.23 | 746.48 |  | 43218 |  |  |  | 43218 | 10,291.36 158.84 167.23 746.48 43218 | 10291.36 | 158.84 | 167.23 | 746.48 | 10291.36 | 158.84 | 167.23 | 746.48
43219 | 43219 | Excess vacuum relief regulating valve assembly .................................................................................................................. | [17 empty] | 7,551.86 |  |  |  | 99.96 |  |  | 106.65 | 376.63 |  | 43219 |  |  |  | 43219 | 7,551.86 99.96 106.65 376.63 43219 | 7551.86 | 99.96 | 106.65 | 376.63 | 7551.86 | 99.96 | 106.65 | 376.63
43220 | 43220 | Receiver with air break device and connecting hoses............................................................................................................ | [17 empty] | 23,593.58 |  |  |  | 575.04 |  |  | 643.73 | 1,243.97 |  | 43220 |  |  |  | 43220 | 23,593.58 575.04 643.73 1,243.97 43220 | 23593.58 | 575.04 | 643.73 | 1243.97 | 23593.58 | 575.04 | 643.73 | 1243.97
43/22
43 | 43 | MEDICAL GASES | [10 empty] | 43
| Item | Item
| TESTS ON EXISTING MEDICAL GASES SYSTEM | [14 empty] | Take | [9 empty] | Take
| (Note : The following Items 43221 to 43249 inclusive will only be paid for if ordered by | [17 empty] | Supply |  |  |  |  | down |  | down |  | Fix
| the Maintenance Surveyor in writing) | [9 empty] | and | [12 empty] | and |  | and set |  | only
| fix | [22 empty] | clear |  | aside for
| Test on existing Active Anaesthetic Gas Scavenging System : - | [14 empty] | away | [9 empty] | re-use
| A | [22 empty] | B |  | C |  | D
| Each |  |  | $ | [19 empty] | $ |  | $ |  | $
43221 | 43221 | Power device and warning system test................................................................................................................................... | [17 empty] | 2,379.26 |  |  |  | - |  |  | - | - |  | 43221 |  |  |  | 43221 | 2,379.26 - - - 43221 | 2379.26 | #VALUE! | #VALUE! | #VALUE! | 2379.26 | - | - | -
43222 | 43222 | Receiving system test.............................................................................................................................................................. | [17 empty] | 2,379.26 |  |  |  | - |  |  | - | - |  | 43222 |  |  |  | 43222 | 2,379.26 - - - 43222 | 2379.26 | #VALUE! | #VALUE! | #VALUE! | 2379.26 | - | - | -
43223 | 43223 | Performance test...................................................................................................................................................................... | [17 empty] | 4,677.07 |  |  |  | - |  |  | - | - |  | 43223 |  |  |  | 43223 | 4,677.07 - - - 43223 | 4677.07 | #VALUE! | #VALUE! | #VALUE! | 4677.07 | - | - | -
On-site functional test of existing terminal units and nist connector : -
Each
43224 | 43224 | Oxygen gas terminal unit........................................................................................................................................................ | [17 empty] | 4,254.18 |  |  |  | - |  |  | - | - |  | 43224 |  |  |  | 43224 | 4,254.18 - - - 43224 | 4254.18 | #VALUE! | #VALUE! | #VALUE! | 4254.18 | - | - | -
43225 | 43225 | Medical air terminal unit......................................................................................................................................................... | [17 empty] | 4,254.18 |  |  |  | - |  |  | - | - |  | 43225 |  |  |  | 43225 | 4,254.18 - - - 43225 | 4254.18 | #VALUE! | #VALUE! | #VALUE! | 4254.18 | - | - | -
43226 | 43226 | Nitrous oxide terminal unit..................................................................................................................................................... | [17 empty] | 4,254.18 |  |  |  | - |  |  | - | - |  | 43226 |  |  |  | 43226 | 4,254.18 - - - 43226 | 4254.18 | #VALUE! | #VALUE! | #VALUE! | 4254.18 | - | - | -
43227 | 43227 | Surgical air terminal unit........................................................................................................................................................ | [17 empty] | 4,254.18 |  |  |  | - |  |  | - | - |  | 43227 |  |  |  | 43227 | 4,254.18 - - - 43227 | 4254.18 | #VALUE! | #VALUE! | #VALUE! | 4254.18 | - | - | -
On-site identification tests on existing piped medical gas samples : -
Each
43228 | 43228 | Oxygen gas sample.................................................................................................................................................................. | [17 empty] | 4,538.89 |  |  |  | - |  |  | - | - |  | 43228 |  |  |  | 43228 | 4,538.89 - - - 43228 | 4538.89 | #VALUE! | #VALUE! | #VALUE! | 4538.89 | - | - | -
43229 | 43229 | Medical air gas sample............................................................................................................................................................ | [17 empty] | 4,538.89 |  |  |  | - |  |  | - | - |  | 43229 |  |  |  | 43229 | 4,538.89 - - - 43229 | 4538.89 | #VALUE! | #VALUE! | #VALUE! | 4538.89 | - | - | -
43230 | 43230 | Nitrous oxide gas sample........................................................................................................................................................ | [17 empty] | 4,538.89 |  |  |  | - |  |  | - | - |  | 43230 |  |  |  | 43230 | 4,538.89 - - - 43230 | 4538.89 | #VALUE! | #VALUE! | #VALUE! | 4538.89 | - | - | -
43231 | 43231 | Surgical air gas sample........................................................................................................................................................... | [17 empty] | 4,538.89 |  |  |  | - |  |  | - | - |  | 43231 |  |  |  | 43231 | 4,538.89 - - - 43231 | 4538.89 | #VALUE! | #VALUE! | #VALUE! | 4538.89 | - | - | -
43/23
43 | 43 | MEDICAL GASES | [10 empty] | 43
| Item | Item
| TESTS ON EXISTING MEDICAL GASES SYSTEM (CONT'D) | [16 empty] | Take | [7 empty] | Take
| Supply | [22 empty] | down |  | down |  | Fix
| and | [22 empty] | and |  | and set |  | only
| On-site purity/ quality tests on existing piped medical gas samples : - | [16 empty] | fix | [5 empty] | clear |  | aside for
| away | [24 empty] | re-use
| A | [22 empty] | B |  | C |  | D
| Each |  |  | $ | [19 empty] | $ |  | $ |  | $
43232 | 43232 | Oxygen gas sample :
| Dragger tube tests on contents of O2, H2O (moisture), CO, CO2, oil………………………………………………….. | [18 empty] | 4,851.79 |  |  |  | - |  |  | - | - |  | 43232 |  |  |  | 43232 | 4,851.79 - - - 43232 | 4851.79 | #VALUE! | #VALUE! | #VALUE! | 4851.79 | - | - | -
43233 | 43233 | Medical air gas sample :
| Dragger tube tests on contents of O2, H2O (moisture), CO, CO2, oil………………………………………………….. | [18 empty] | 4,851.79 |  |  |  | - |  |  | - | - |  | 43233 |  |  |  | 43233 | 4,851.79 - - - 43233 | 4851.79 | #VALUE! | #VALUE! | #VALUE! | 4851.79 | - | - | -
43234 | 43234 | Nitrous oxide gas sample :
Dragger tube tests on contents of O2, H2O (moisture), CO, CO2, oil,
| N2O………………………………………………………………………………………………………………………… | [18 empty] | 4,851.79 |  |  |  | - |  |  | - | - |  | 43234 |  |  |  | 43234 | 4,851.79 - - - 43234 | 4851.79 | #VALUE! | #VALUE! | #VALUE! | 4851.79 | - | - | -
43235 | 43235 | Surgical air gas sample :
| Dragger tube tests on contents of O2, H2O (moisture), CO, CO2, oil…………………………………………………….. | [18 empty] | 4,851.79 |  |  |  | - |  |  | - | - |  | 43235 |  |  |  | 43235 | 4,851.79 - - - 43235 | 4851.79 | #VALUE! | #VALUE! | #VALUE! | 4851.79 | - | - | -
On-site particulate tests on existing piped medical gas samples : -
Each
43236 | 43236 | Oxygen gas sample.................................................................................................................................................................. | [17 empty] | 4,813.95 |  |  |  | - |  |  | - | - |  | 43236 |  |  |  | 43236 | 4,813.95 - - - 43236 | 4813.95 | #VALUE! | #VALUE! | #VALUE! | 4813.95 | - | - | -
43237 | 43237 | Medical air gas sample............................................................................................................................................................ | [17 empty] | 4,813.95 |  |  |  | - |  |  | - | - |  | 43237 |  |  |  | 43237 | 4,813.95 - - - 43237 | 4813.95 | #VALUE! | #VALUE! | #VALUE! | 4813.95 | - | - | -
43238 | 43238 | Nitrous oxide gas sample........................................................................................................................................................ | [17 empty] | 4,813.95 |  |  |  | - |  |  | - | - |  | 43238 |  |  |  | 43238 | 4,813.95 - - - 43238 | 4813.95 | #VALUE! | #VALUE! | #VALUE! | 4813.95 | - | - | -
43239 | 43239 | Surgical air gas sample........................................................................................................................................................... | [17 empty] | 4,813.95 |  |  |  | - |  |  | - | - |  | 43239 |  |  |  | 43239 | 4,813.95 - - - 43239 | 4813.95 | #VALUE! | #VALUE! | #VALUE! | 4813.95 | - | - | -
On-site cross connection tests on existing piped medical gas pipeline systems : -
Per lot
43240 | 43240 | Oxygen gas system.................................................................................................................................................................. | [17 empty] | 4,354.86 |  |  |  | - |  |  | - | - |  | 43240 |  |  |  | 43240 | 4,354.86 - - - 43240 | 4354.86 | #VALUE! | #VALUE! | #VALUE! | 4354.86 | - | - | -
43241 | 43241 | Medical air system.................................................................................................................................................................. | [17 empty] | 4,354.86 |  |  |  | - |  |  | - | - |  | 43241 |  |  |  | 43241 | 4,354.86 - - - 43241 | 4354.86 | #VALUE! | #VALUE! | #VALUE! | 4354.86 | - | - | -
43242 | 43242 | Nitrous oxide system............................................................................................................................................................... | [17 empty] | 4,354.86 |  |  |  | - |  |  | - | - |  | 43242 |  |  |  | 43242 | 4,354.86 - - - 43242 | 4354.86 | #VALUE! | #VALUE! | #VALUE! | 4354.86 | - | - | -
43243 | 43243 | Surgical air system.................................................................................................................................................................. | [17 empty] | 4,354.86 |  |  |  | - |  |  | - | - |  | 43243 |  |  |  | 43243 | 4,354.86 - - - 43243 | 4354.86 | #VALUE! | #VALUE! | #VALUE! | 4354.86 | - | - | -
43244 | 43244 | Vacuum system....................................................................................................................................................................... | [17 empty] | 4,354.86 |  |  |  | - |  |  | - | - |  | 43244 |  |  |  | 43244 | 4,354.86 - - - 43244 | 4354.86 | #VALUE! | #VALUE! | #VALUE! | 4354.86 | - | - | -
43/24
43 | 43 | MEDICAL GASES | [10 empty] | 43
| Item | Item
| TESTS ON EXISTING MEDICAL GASES SYSTEM (CONT'D) | [16 empty] | Take | [7 empty] | Take
| Supply | [22 empty] | down |  | down |  | Fix
| and | [22 empty] | and |  | and set |  | only
| On-site performance tests on existing piped medical gas pipeline systems : - | [16 empty] | fix | [5 empty] | clear |  | aside for
| away | [24 empty] | re-use
| A | [22 empty] | B |  | C |  | D
| Per lot |  |  | $ | [19 empty] | $ |  | $ |  | $
43245 | 43245 | Oxygen gas system.................................................................................................................................................................. | [17 empty] | 4,986.37 |  |  |  | - |  |  | - | - |  | 43245 |  |  |  | 43245 | 4,986.37 - - - 43245 | 4986.37 | #VALUE! | #VALUE! | #VALUE! | 4986.37 | - | - | -
43246 | 43246 | Medical air system.................................................................................................................................................................. | [17 empty] | 4,986.37 |  |  |  | - |  |  | - | - |  | 43246 |  |  |  | 43246 | 4,986.37 - - - 43246 | 4986.37 | #VALUE! | #VALUE! | #VALUE! | 4986.37 | - | - | -
43247 | 43247 | Nitrous oxide system............................................................................................................................................................... | [17 empty] | 4,986.37 |  |  |  | - |  |  | - | - |  | 43247 |  |  |  | 43247 | 4,986.37 - - - 43247 | 4986.37 | #VALUE! | #VALUE! | #VALUE! | 4986.37 | - | - | -
43248 | 43248 | Surgical air system.................................................................................................................................................................. | [17 empty] | 4,986.37 |  |  |  | - |  |  | - | - |  | 43248 |  |  |  | 43248 | 4,986.37 - - - 43248 | 4986.37 | #VALUE! | #VALUE! | #VALUE! | 4986.37 | - | - | -
43249 | 43249 | Vacuum system....................................................................................................................................................................... | [17 empty] | 4,986.37 |  |  |  | - |  |  | - | - |  | 43249 |  |  |  | 43249 | 4,986.37 - - - 43249 | 4986.37 | #VALUE! | #VALUE! | #VALUE! | 4986.37 | - | - | -
MISCELLANEOUS
| Take | [24 empty] | Take
| Provision of medical gas regulators, medical cylinders and other accessories in | [16 empty] | Supply | [5 empty] | down |  | down |  | Fix
| anticipation of Medical Gas Interruption | [9 empty] | and | [12 empty] | and |  | and set |  | only
| fix | [22 empty] | clear |  | aside for
| away | [24 empty] | re-use
Rental charges for gas regulators, cylinders and other accessories for : -
| A | [22 empty] | B |  | C |  | D
| Per month |  |  |  | $ | [18 empty] | $ |  | $ |  | $
43250 | 43250 | Oxygen.................................................................................................................................................................................... | [17 empty] | 3,067.73 |  |  |  | - |  |  | - | - |  | 43250 |  |  |  | 43250 | 3,067.73 - - - 43250 | 3067.73 | #VALUE! | #VALUE! | #VALUE! | 3067.73 | - | - | -
43251 | 43251 | Nitrous oxide........................................................................................................................................................................... | [17 empty] | 3,067.73 |  |  |  | - |  |  | - | - |  | 43251 |  |  |  | 43251 | 3,067.73 - - - 43251 | 3067.73 | #VALUE! | #VALUE! | #VALUE! | 3067.73 | - | - | -
43252 | 43252 | Medical air............................................................................................................................................................................... | [17 empty] | 3,067.73 |  |  |  | - |  |  | - | - |  | 43252 |  |  |  | 43252 | 3,067.73 - - - 43252 | 3067.73 | #VALUE! | #VALUE! | #VALUE! | 3067.73 | - | - | -
43253 | 43253 | Surgical air.............................................................................................................................................................................. | [17 empty] | 3,067.73 |  |  |  | - |  |  | - | - |  | 43253 |  |  |  | 43253 | 3,067.73 - - - 43253 | 3067.73 | #VALUE! | #VALUE! | #VALUE! | 3067.73 | - | - | -
43/25
43 | 43 | MEDICAL GASES | [10 empty] | 43
| Item | Item
| MISCELLANEOUS (CONT'D) | [9 empty] | Take | [14 empty] | Take
| Supply | [22 empty] | down |  | down |  | Fix
| and | [22 empty] | and |  | and set |  | only
| Charges for gas filling for R-size cylinder supply in : - | [12 empty] | fix | [9 empty] | clear |  | aside for
| away | [24 empty] | re-use
| A | [22 empty] | B |  | C |  | D
| Each |  |  | $ | [19 empty] | $ |  | $ |  | $
43254 | 43254 | Oxygen.................................................................................................................................................................................... | [17 empty] | 1,254.78 |  |  |  | - |  |  | - | - |  | 43254 |  |  |  | 43254 | 1,254.78 - - - 43254 | 1254.78 | #VALUE! | #VALUE! | #VALUE! | 1254.78 | - | - | -
43255 | 43255 | Nitrous oxide........................................................................................................................................................................... | [17 empty] | 10,367.02 |  |  |  | - |  |  | - | - |  | 43255 |  |  |  | 43255 | 10,367.02 - - - 43255 | 10367.02 | #VALUE! | #VALUE! | #VALUE! | 10367.02 | - | - | -
43256 | 43256 | Medical compressed air.......................................................................................................................................................... | [17 empty] | 995.12 |  |  |  | - |  |  | - | - |  | 43256 |  |  |  | 43256 | 995.12 - - - 43256 | 995.12 | #VALUE! | #VALUE! | #VALUE! | 995.12 | - | - | -
43257 | 43257 | Surgical air.............................................................................................................................................................................. | [17 empty] | 10,367.02 |  |  |  | - |  |  | - | - |  | 43257 |  |  |  | 43257 | 10,367.02 - - - 43257 | 10367.02 | #VALUE! | #VALUE! | #VALUE! | 10367.02 | - | - | -
Sundries : -
Each
43258 | 43258 | Portable suction unit and accessories for backing up type piped medical vacuum............................................................... | [17 empty] | 45,602.65 |  |  |  | - |  |  | - | - |  | 43258 |  |  |  | 43258 | 45,602.65 - - - 43258 | 45602.65 | #VALUE! | #VALUE! | #VALUE! | 45602.65 | - | - | -
43259 | 43259 | Baseplate for mounting terminal unit on bedhead trunking................................................................................................... | [17 empty] | 223.32 |  |  |  | 26.71 |  |  | 31.71 | 47.43 |  | 43259 |  |  |  | 43259 | 223.32 26.71 31.71 47.43 43259 | 223.32 | 26.71 | 31.71 | 47.43 | 223.32 | 26.71 | 31.71 | 47.43
43/26
Section 44
CATERING EQUIPMENT
44 | 44 | CATERING EQUIPMENT | [13 empty] | 44
SECTION 44
CATERING EQUIPMENT
SPECIAL CONDITIONS
| Measurement |  |  | SC44.01 | [6 empty] | All works of electrical power supply up to power supply points (e.g. switchgear
| of power supply |  |  | or isolator or spur unit and the like) for the equipment shall be measured
separately and paid for at the appropriate rates under Section 27 - Lighting
Systems and Fixtures, Section 28 - Small Power Distribution, Section 29 - Main
Distribution Systems and Section 30 - Miscellaneous Electrical Installations or
other applicable Work Sections of this Schedule.
For the avoidance of doubt, all items for kitchen furniture in this Section shall
only apply to the works executed by the Approved Suppliers of materials and
Specialist Contractors for Public Works : Catering Equipment Installation.
| Measurement |  |  | SC44.02 | [6 empty] | All works of water supply, waste disposal and gas supply up to the respective
| of water supply, |  |  | termination points for the equipment shall be measured separately and paid for at
| waste disposal |  |  | the appropriate rates under applicable Work Sections of this Schedule.
and gas supply
| Measurement |  |  | SC44.03 | [6 empty] | Where a temporary supply is ordered by the Maintenance Surveyor, the provision of
| of temporary |  |  | all articles, labour and accessory materials (nails, screws, rawplugs and similar) necessary
| supply | for fixing shall be of temporary nature. For "use and waste" of all materials, such as
pipework, fittings and accessories, etc., for a period of not exceeding four weeks
from the date of certified completion, 50 per cent of the value of the appropriate "supply
and fix" items after the adjustment of contract percentages will be paid. For a period
exceeding four weeks and not exceeding eight weeks, 55 per cent will be paid and for
each subsequent month a further addition of 5 per cent will be made.
For a period of more than six months, the full rates, as for permanent works will be paid,
and the materials will become the property of the Employer.
No extra payment will be made for the removal of materials in connection with the
temporary supply, but the cost of which shall have been included in the payment as
aforementioned in the first paragraph hereof. The date of certified completion of a
temporary supply shall be the date when the installation is first brought into service.
The date when it ceases to be used shall be the date from which the Maintenance
Surveyor instructs the dismantlement of the installation, or the date when the installation
is no longer in use, whichever is earlier.
44/1
44 | 44 | CATERING EQUIPMENT | [13 empty] | 44
SPECIAL CONDITIONS
| Rates generally |  |  | SC44.04 | [6 empty] | The rates for all items shall generally include for : -
| (a) | [11 empty] | Colour band and colour identification work.
| (b) | [11 empty] | Lettering and engraving for identification, signs, labels in both English
and Chinese.
| (c) | [11 empty] | Identification plates, signs, notice plates, discs and labels in both English
and Chinese.
| (d) | [11 empty] | Priming or painting off site and proprietary finishes or surface treatment
applied as part of the production process whether applied before or after
fabrication and assembly.
| (e) | [11 empty] | All protective and finishing painting work, apart from additional painting
work specifically ordered by the Maintenance Surveyor in writing which
shall be measured separately and paid for at the appropriate rates under
Section 15 - Painting of this Schedule.
| (f) | [11 empty] | Any kind of fixing method including drilling of the background and
provision of all fixings, nails, bolts, nuts, washers, holes, screws, plugs,
shotfired pins and the like.
| (g) | [11 empty] | Assembling and jointing together with the component parts of composite
units and providing any necessary jointing materials.
| (h) | [11 empty] | All brackets and methods of supports.
| (i) | [11 empty] | Provision of expansion joints in service runs wherever they coincide
with structural expansion joints.
| (j) | [11 empty] | Submission of catalogues, technical literature, data, calculations, test
certificates and approval documentation covering the equipment and
materials being supplied.
| (k) | [11 empty] | Preparing and submitting detail working drawings as required and all
shop drawings for the fabrication and installation.
| (l) | [11 empty] | Attendance, as required, of the manufacturers' representative to assist in
the installation and subsequent testing and commissioning.
| (m) | [11 empty] | Testing and commissioning including submission of Testing and
Commissioning Certificates and Records of Tests.
44/2
44 | 44 | CATERING EQUIPMENT | [13 empty] | 44
SPECIAL CONDITIONS
| Rates generally |  |  | SC44.04 | [6 empty] | (n) |  | Provision of all necessary power, fuel, labour and testing instrument of
| (Cont'd) |  |  | (Cont'd) | [6 empty] | approved type for testing and commissioning.
| (o) | [11 empty] | Preparing and submitting operation and maintenance manuals and
as-fitted drawings for items of works as required.
| (p) | [11 empty] | Provision of schematic diagrams covered front and back with plastic
sheet including fixing to wall.
| (q) | [11 empty] | Provision of manufacturer's guarantee.
| Rates for kitchen |  |  |  | SC44.05 | [5 empty] | The rates for kitchen equipment shall further include for : -
equipment
| (a) | [11 empty] | All necessary assembly, orientation, alignment, levelling and bolting
down, together with the provision of shims and packing pieces, the
clocking of couplings between drivers and rotating equipment, strainers,
instrumentation and the like.
| (b) | [11 empty] | Provision of all associated components.
| (c) | [11 empty] | All necessary operational and control accessories forming part of the
equipment.
| (d) | [11 empty] | Final connection and terminations to electrical supply, fire alarm, control, monitoring,
interfacing, water supply, gas supply and waste disposal including cables, wirings, conduits,
trunkings, cable trays, fuses, control boxes, short lengths of pipework and necessary
accessories required for energizing the equipment to properly operate at specified duties.
| (e) | [11 empty] | Motor starters (if motors in the equipment require motor starters).
| (f) | [11 empty] | Earth/equipotential bonding.
44/3
44 | 44 | CATERING EQUIPMENT | [13 empty] | 44
SPECIAL CONDITIONS
| Rates for kitchen |  |  |  | SC44.06 | [5 empty] | The rates for kitchen furniture shall further include for : -
furniture
| (a) | [11 empty] | All framing and components to ensure the rigidity and stability of the
finished work.
| (b) | [11 empty] | All accessories necessary for the work.
| (c) | [11 empty] | Forming holes for pipes, water taps, building services installations, sink
and the like if required.
| (d) | [11 empty] | All necessary ironmongery including door hinges, pull handles and the
like.
| Rates for |  |  | SC44.07 | [6 empty] | The rates for "Take down and clear away" or "Take down and set aside for
| "Take down |  |  | re-use" existing kitchen equipment shall further include for : -
and clear away"
| or "Take down |  |  | (a) | [8 empty] | Taking down all associated plumbing works and building services works.
and set aside
| for re-use" |  |  | (b) | [8 empty] | Plugging off remaining ends with plugs or caps as required.
| (c) | [11 empty] | Preparing remaining ends of plumbing works and building services
works to receive connections with new work if required.
| (d) | [11 empty] | Making good all works disturbed.
| Particular |  |  | SC44.08 | [6 empty] | The Particular Specification for catering equipment can be found in the Contract.
Specification
44/4
44 | 44 | CATERING EQUIPMENT | [13 empty] | 44
| Item | Item
CATERING EQUIPMENT
| Kitchen equipment |  |  |  |  | Take | [19 empty] | Take
| Supply | [22 empty] | down |  | down |  | Fix
| and | [22 empty] | and |  | and set |  | only
| Chinese cooking range suitable for 300 to 600 mm Chinese wok c/w burners, | [16 empty] | fix | [5 empty] | clear |  | aside for
| air blowers, gas cock, operational and safety controls, splash plate, water faucet, | [16 empty] | away | [7 empty] | re-use
water pot, flame failure device, automatic gas controller with solenoid valves,
refractory brick lined combustion chamber, removable stainless steel plate for spice pots,
flue pipes, tail pots and all necessary accessories : -
| A | [22 empty] | B |  | C |  | D
| Each |  |  | $ | [19 empty] | $ |  | $ |  | $
44001 | 44001 | Single stove............................................................................................................................................................................. | [17 empty] | 20,497.97 |  |  |  | 232.83 |  |  | 312.58 | 1,709.47 |  | 44001 |  |  |  | 44001 | 20,497.97 232.83 312.58 1,709.47 44001 | 20497.97 | 232.83 | 312.58 | 1709.47 | 20497.97 | 232.83 | 312.58 | 1709.47
44002 | 44002 | Double stove............................................................................................................................................................................ | [17 empty] | 33,656.20 |  |  |  | 260.84 |  |  | 434.38 | 2,803.49 |  | 44002 |  |  |  | 44002 | 33,656.20 260.84 434.38 2,803.49 44002 | 33656.2 | 260.84 | 434.38 | 2803.49 | 33656.2 | 260.84 | 434.38 | 2803.49
Induction type Chinese cooking range suitable for 300 to 600 mm Chinese wok c/w
induction device, operational and safety control, splash plate, water faucet, water pot,
removable stainless steel plate for spice pots, tail pots and all necessary accessories : -
Each
44003 | 44003 | Single stove............................................................................................................................................................................. | [17 empty] | 50,413.93 |  |  |  | 190.10 |  |  | 255.22 | 1,395.79 |  | 44003 |  |  |  | 44003 | 50,413.93 190.10 255.22 1,395.79 44003 | 50413.93 | 190.1 | 255.22 | 1395.79 | 50413.93 | 190.1 | 255.22 | 1395.79
44004 | 44004 | Double stove............................................................................................................................................................................ | [17 empty] | 97,638.99 |  |  |  | 212.97 |  |  | 354.67 | 2,289.07 |  | 44004 |  |  |  | 44004 | 97,638.99 212.97 354.67 2,289.07 44004 | 97638.99 | 212.97 | 354.67 | 2289.07 | 97638.99 | 212.97 | 354.67 | 2289.07
Chinese cooking steamer c/w burners, air blowers, gas cock, 3 steam trays per
steamer unit, rice pans, operational and safety controls, water faucet, flame failure
device, automatic gas controller with solenoid valves, flue pipe, dim sum plates, dim
sum tray stand, steamer funnel and all necessary accessories : -
Each
44005 | 44005 | Single unit............................................................................................................................................................................... | [17 empty] | 21,819.42 |  |  |  | 224.20 |  |  | 309.34 | 1,829.12 |  | 44005 |  |  |  | 44005 | 21,819.42 224.20 309.34 1,829.12 44005 | 21819.42 | 224.2 | 309.34 | 1829.12 | 21819.42 | 224.2 | 309.34 | 1829.12
44006 | 44006 | Double unit.............................................................................................................................................................................. | [17 empty] | 35,443.00 |  |  |  | 268.39 |  |  | 353.54 | 1,934.73 |  | 44006 |  |  |  | 44006 | 35,443.00 268.39 353.54 1,934.73 44006 | 35443 | 268.39 | 353.54 | 1934.73 | 35443 | 268.39 | 353.54 | 1934.73
44/5
44 | 44 | CATERING EQUIPMENT | [13 empty] | 44
| Item | Item
CATERING EQUIPMENT (CONT'D)
| Take | [24 empty] | Take
| Kitchen equipment (Cont'd) | [9 empty] | Supply | [12 empty] | down |  | down |  | Fix
| and | [22 empty] | and |  | and set |  | only
| fix | [22 empty] | clear |  | aside for
| Gas fire range c/w oven fitted with cooking shelves, hangers and base plate, rings, | [17 empty] | away | [6 empty] | re-use
griddle top, burners, flame failure device, control taps, splash back, thermostat,
thermal insulation, adjustable legs and all necessary accessories : -
| A | [22 empty] | B |  | C |  | D
| Each |  |  | $ | [19 empty] | $ |  | $ |  | $
44007 | 44007 | Heavy duty type....................................................................................................................................................................... | [17 empty] | 32,152.76 |  |  |  | 196.17 |  |  | 232.83 | 764.20 |  | 44007 |  |  |  | 44007 | 32,152.76 196.17 232.83 764.20 44007 | 32152.76 | 196.17 | 232.83 | 764.2 | 32152.76 | 196.17 | 232.83 | 764.2
Gas burners c/w griddle top, burners, flame failure device and all necessary
accessories : -
Each
44008 | 44008 | Single burner town gas hot plate............................................................................................................................................ | [17 empty] | 10,862.27 |  |  |  | 20.48 |  |  | 30.18 | 81.92 |  | 44008 |  |  |  | 44008 | 10,862.27 20.48 30.18 81.92 44008 | 10862.27 | 20.48 | 30.18 | 81.92 | 10862.27 | 20.48 | 30.18 | 81.92
44009 | 44009 | Double burner town gas hot plate........................................................................................................................................... | [17 empty] | 14,483.03 |  |  |  | 25.86 |  |  | 35.56 | 93.78 |  | 44009 |  |  |  | 44009 | 14,483.03 25.86 35.56 93.78 44009 | 14483.03 | 25.86 | 35.56 | 93.78 | 14483.03 | 25.86 | 35.56 | 93.78
Gas stock pot stoves c/w burners, gas cock, flame failure device, automatic gas
controller with solenoid valves, gratings, drip tray, oil pan and all necessary
accessories : -
Each
44010 | 44010 | Single burner........................................................................................................................................................................... | [17 empty] | 6,082.59 |  |  |  | 104.55 |  |  | 126.11 | 410.66 |  | 44010 |  |  |  | 44010 | 6,082.59 104.55 126.11 410.66 44010 | 6082.59 | 104.55 | 126.11 | 410.66 | 6082.59 | 104.55 | 126.11 | 410.66
44011 | 44011 | Double burner......................................................................................................................................................................... | [17 empty] | 8,720.97 |  |  |  | 123.96 |  |  | 155.22 | 551.87 |  | 44011 |  |  |  | 44011 | 8,720.97 123.96 155.22 551.87 44011 | 8720.97 | 123.96 | 155.22 | 551.87 | 8720.97 | 123.96 | 155.22 | 551.87
Induction type stock pot stoves c/w induction device, gratings, drip tray, oil pan
and all necessary accessories : -
Each
44012 | 44012 | Single stove............................................................................................................................................................................. | [17 empty] | 23,422.53 |  |  |  | 85.37 |  |  | 102.97 | 335.31 |  | 44012 |  |  |  | 44012 | 23,422.53 85.37 102.97 335.31 44012 | 23422.53 | 85.37 | 102.97 | 335.31 | 23422.53 | 85.37 | 102.97 | 335.31
44013 | 44013 | Double stove............................................................................................................................................................................ | [17 empty] | 67,261.75 |  |  |  | 101.21 |  |  | 126.74 | 450.59 |  | 44013 |  |  |  | 44013 | 67,261.75 101.21 126.74 450.59 44013 | 67261.75 | 101.21 | 126.74 | 450.59 | 67261.75 | 101.21 | 126.74 | 450.59
44/6
44 | 44 | CATERING EQUIPMENT | [13 empty] | 44
| Item | Item
CATERING EQUIPMENT (CONT'D)
| Kitchen equipment (Cont'd) | [9 empty] | Take | [14 empty] | Take
| Supply | [22 empty] | down |  | down |  | Fix
| and | [22 empty] | and |  | and set |  | only
| Town gas rice cooker c/w extra rice cooker bowl and cover, rubber hose connection and | [17 empty] | fix |  |  |  |  | clear |  | aside for
| automatic flame keeping : - | [9 empty] | away | [14 empty] | re-use
Capacity : -
| A | [22 empty] | B |  | C |  | D
| Each |  |  | $ | [19 empty] | $ |  | $ |  | $
44014 | 44014 | 2 - 5 litres................................................................................................................................................................................. | [17 empty] | 2,778.71 |  |  |  | 20.48 |  |  | 31.26 | 85.15 |  | 44014 |  |  |  | 44014 | 2,778.71 20.48 31.26 85.15 44014 | 2778.71 | 20.48 | 31.26 | 85.15 | 2778.71 | 20.48 | 31.26 | 85.15
44015 | 44015 | 5 - 9 litres................................................................................................................................................................................. | [17 empty] | 3,115.53 |  |  |  | 31.26 |  |  | 36.64 | 114.25 |  | 44015 |  |  |  | 44015 | 3,115.53 31.26 36.64 114.25 44015 | 3115.53 | 31.26 | 36.64 | 114.25 | 3115.53 | 31.26 | 36.64 | 114.25
Upright refrigerator with doors, control panel, compressors cabinet, condensing
unit, door hardware and latches, thermal insulation, thermometer, internal lighting
and all necessary accessories : -
Each
44016 | 44016 | Up to 550 litres........................................................................................................................................................................ | [17 empty] | 14,490.40 |  |  |  | 80.97 |  |  | 103.85 | 161.94 |  | 44016 |  |  |  | 44016 | 14,490.40 80.97 103.85 161.94 44016 | 14490.4 | 80.97 | 103.85 | 161.94 | 14490.4 | 80.97 | 103.85 | 161.94
44017 | 44017 | 550 - 1200 litres...................................................................................................................................................................... | [17 empty] | 19,720.49 |  |  |  | 132.01 |  |  | 152.24 | 176.89 |  | 44017 |  |  |  | 44017 | 19,720.49 132.01 152.24 176.89 44017 | 19720.49 | 132.01 | 152.24 | 176.89 | 19720.49 | 132.01 | 152.24 | 176.89
Upright freezer with doors, control panel, compressors cabinet, condensing unit,
door hardware and latches, thermal insulation, thermometer, internal lighting and
all necessary accessories : -
Each
44018 | 44018 | Up to 550 litres........................................................................................................................................................................ | [17 empty] | 16,048.17 |  |  |  | 81.85 |  |  | 103.85 | 162.82 |  | 44018 |  |  |  | 44018 | 16,048.17 81.85 103.85 162.82 44018 | 16048.17 | 81.85 | 103.85 | 162.82 | 16048.17 | 81.85 | 103.85 | 162.82
44019 | 44019 | 550 - 1200 litres...................................................................................................................................................................... | [17 empty] | 21,447.73 |  |  |  | 129.36 |  |  | 152.24 | 176.01 |  | 44019 |  |  |  | 44019 | 21,447.73 129.36 152.24 176.01 44019 | 21447.73 | 129.36 | 152.24 | 176.01 | 21447.73 | 129.36 | 152.24 | 176.01
Upright refrigerator/ freezer with doors, control panel, compressors cabinet,
condensing unit, door hardware and latches, thermal insulation, thermometer,
internal lighting and all necessary accessories : -
Each
44020 | 44020 | Up to 550 litres........................................................................................................................................................................ | [17 empty] | 19,759.80 |  |  |  | 80.09 |  |  | 101.21 | 161.94 |  | 44020 |  |  |  | 44020 | 19,759.80 80.09 101.21 161.94 44020 | 19759.8 | 80.09 | 101.21 | 161.94 | 19759.8 | 80.09 | 101.21 | 161.94
44021 | 44021 | 550 - 1200 litres...................................................................................................................................................................... | [17 empty] | 20,208.88 |  |  |  | 130.25 |  |  | 148.72 | 176.01 |  | 44021 |  |  |  | 44021 | 20,208.88 130.25 148.72 176.01 44021 | 20208.88 | 130.25 | 148.72 | 176.01 | 20208.88 | 130.25 | 148.72 | 176.01
44/7
44 | 44 | CATERING EQUIPMENT | [13 empty] | 44
| Item | Item
CATERING EQUIPMENT (CONT'D)
| Kitchen equipment (Cont'd) | [9 empty] | Take | [14 empty] | Take
| Supply | [22 empty] | down |  | down |  | Fix
| and | [22 empty] | and |  | and set |  | only
| Dish washer c/w door, adjustable legs, built-in rinse booster, automatic fill, safety | [16 empty] | fix | [5 empty] | clear |  | aside for
| cut-out switch, liquid detergent dispenser, rinse line injector, booster pumps, signal | [17 empty] | away | [6 empty] | re-use
lamps, instrument panel, drain pump, dish racks, cup racks and associated side
tables : -
| A | [22 empty] | B |  | C |  | D
| Each |  |  | $ | [19 empty] | $ |  | $ |  | $
44022 | 44022 | Dish washer, capacity up to 28 litres...................................................................................................................................... | [17 empty] | 26,103.13 |  |  |  | 166.32 |  |  | 197.14 | 565.01 |  | 44022 |  |  |  | 44022 | 26,103.13 166.32 197.14 565.01 44022 | 26103.13 | 166.32 | 197.14 | 565.01 | 26103.13 | 166.32 | 197.14 | 565.01
Sterilizing sink for milk bottles free standing, with sink cover and internal basket
complete with all accessories : -
Each
44023 | 44023 | Sterilizing sink, up to 8 litres heating capacity....................................................................................................................... | [17 empty] | 6,530.00 |  |  |  | 50.18 |  |  | 54.56 | 103.85 |  | 44023 |  |  |  | 44023 | 6,530.00 50.18 54.56 103.85 44023 | 6530 | 50.18 | 54.56 | 103.85 | 6530 | 50.18 | 54.56 | 103.85
Electric water boiler, continuous supply type c/w internal water tank, heater,
thermostat, water level indicator, ball valve, access to maintenance door, indicating
light, switch and faucet : -
Each
44024 | 44024 | Up to 32 litres, 3 kW............................................................................................................................................................... | [17 empty] | 5,507.49 |  |  |  | 124.10 |  |  | 145.22 | 377.55 |  | 44024 |  |  |  | 44024 | 5,507.49 124.10 145.22 377.55 44024 | 5507.49 | 124.1 | 145.22 | 377.55 | 5507.49 | 124.1 | 145.22 | 377.55
44025 | 44025 | 32 - 65 litres, 9 kW.................................................................................................................................................................. | [17 empty] | 8,915.49 |  |  |  | 157.54 |  |  | 178.66 | 408.35 |  | 44025 |  |  |  | 44025 | 8,915.49 157.54 178.66 408.35 44025 | 8915.49 | 157.54 | 178.66 | 408.35 | 8915.49 | 157.54 | 178.66 | 408.35
Electric insect killer; wall mounted type : -
Each
44026 | 44026 | 100W....................................................................................................................................................................................... | [17 empty] | 2,062.99 |  |  |  | 39.60 |  |  | 44.89 | 109.12 |  | 44026 |  |  |  | 44026 | 2,062.99 39.60 44.89 109.12 44026 | 2062.99 | 39.6 | 44.89 | 109.12 | 2062.99 | 39.6 | 44.89 | 109.12
44027 | 44027 | 200W....................................................................................................................................................................................... | [17 empty] | 2,315.60 |  |  |  | 44.89 |  |  | 50.18 | 153.13 |  | 44027 |  |  |  | 44027 | 2,315.60 44.89 50.18 153.13 44027 | 2315.6 | 44.89 | 50.18 | 153.13 | 2315.6 | 44.89 | 50.18 | 153.13
Fan-assisted balance flue, instantaneous gas water heater c/w temperature selector
and flames failure device; with capacity of : -
Each
44028 | 44028 | 8.8 litres/ min. at 25°C temperature rise................................................................................................................................. | [17 empty] | 21,640.33 |  |  |  | 128.26 |  |  | 148.76 | 516.30 |  | 44028 |  |  |  | 44028 | 21,640.33 128.26 148.76 516.30 44028 | 21640.33 | 128.26 | 148.76 | 516.3 | 21640.33 | 128.26 | 148.76 | 516.3
44029 | 44029 | 32 litres/ min. at 25°C temperature rise.................................................................................................................................. | [17 empty] | 43,280.68 |  |  |  | 165.99 |  |  | 194.02 | 668.26 |  | 44029 |  |  |  | 44029 | 43,280.68 165.99 194.02 668.26 44029 | 43280.68 | 165.99 | 194.02 | 668.26 | 43280.68 | 165.99 | 194.02 | 668.26
44030 | 44030 | 32 litres/ min. at 25°C temperature rise (Condensing Type)................................................................................................. | [17 empty] | 90,182.11 |  |  |  | 191.86 |  |  | 224.20 | 771.75 |  | 44030 |  |  |  | 44030 | 90,182.11 191.86 224.20 771.75 44030 | 90182.11 | 191.86 | 224.2 | 771.75 | 90182.11 | 191.86 | 224.2 | 771.75
44/8
44 | 44 | CATERING EQUIPMENT | [13 empty] | 44
| Item | Item
CATERING EQUIPMENT (CONT'D)
| Take | [24 empty] | Take
| Kitchen equipment (Cont'd) | [9 empty] | Supply | [12 empty] | down |  | down |  | Fix
| and | [22 empty] | and |  | and set |  | only
| fix | [22 empty] | clear |  | aside for
| Open flue, instantaneous gas water heater c/w temperature selector and flames | [16 empty] | away | [7 empty] | re-use
failure devices; with capacity of : -
| A | [22 empty] | B |  | C |  | D
| Each |  |  | $ | [19 empty] | $ |  | $ |  | $
44031 | 44031 | 10 litres/ min. at 25°C temperature rise.................................................................................................................................. | [17 empty] | 21,640.33 |  |  |  | 128.26 |  |  | 149.81 | 474.26 |  | 44031 |  |  |  | 44031 | 21,640.33 128.26 149.81 474.26 44031 | 21640.33 | 128.26 | 149.81 | 474.26 | 21640.33 | 128.26 | 149.81 | 474.26
44032 | 44032 | 16 litres/ min. at 25°C temperature rise.................................................................................................................................. | [17 empty] | 43,280.68 |  |  |  | 128.26 |  |  | 149.81 | 508.75 |  | 44032 |  |  |  | 44032 | 43,280.68 128.26 149.81 508.75 44032 | 43280.68 | 128.26 | 149.81 | 508.75 | 43280.68 | 128.26 | 149.81 | 508.75
44033 | 44033 | 32 litres/ min. at 25°C temperature rise.................................................................................................................................. | [17 empty] | 64,921.01 |  |  |  | 165.99 |  |  | 194.02 | 569.10 |  | 44033 |  |  |  | 44033 | 64,921.01 165.99 194.02 569.10 44033 | 64921.01 | 165.99 | 194.02 | 569.1 | 64921.01 | 165.99 | 194.02 | 569.1
44034 | 44034 | 32 litres/ min. at 25°C temperature rise (Condensing Type)................................................................................................. | [17 empty] | 90,182.11 |  |  |  | 191.86 |  |  | 224.20 | 654.25 |  | 44034 |  |  |  | 44034 | 90,182.11 191.86 224.20 654.25 44034 | 90182.11 | 191.86 | 224.2 | 654.25 | 90182.11 | 191.86 | 224.2 | 654.25
Steam cabinet c/w burner, gas cock, steaming cabinet with removable wire shelves,
flame failure device, automatic gas controller with solenoid valves, flue pipe, valves,
lighting touch, inspection door, drain trough, flue pipe, sight glass and all necessary
accessories : -
Each
44035 | 44035 | Gas steaming, three decks oven, approximate size 1200 mm x 1000 mm x 1500 mm high................................................ | [17 empty] | 41,849.21 |  |  |  | 201.56 |  |  | 232.83 | 868.74 |  | 44035 |  |  |  | 44035 | 41,849.21 201.56 232.83 868.74 44035 | 41849.21 | 201.56 | 232.83 | 868.74 | 41849.21 | 201.56 | 232.83 | 868.74
44036 | 44036 | Single door type steam cabinet, approximate size 850 mm (H) x 1100 mm (W) x 1870 mm (D)........................................ | [17 empty] | 26,636.42 |  |  |  | 185.40 |  |  | 212.33 | 799.76 |  | 44036 |  |  |  | 44036 | 26,636.42 185.40 212.33 799.76 44036 | 26636.42 | 185.4 | 212.33 | 799.76 | 26636.42 | 185.4 | 212.33 | 799.76
44037 | 44037 | 3-door type steam cabinet, approximate size 1900 mm (H) x 950 mm (W) x 1100 mm (D)................................................ | [17 empty] | 34,635.76 |  |  |  | 201.56 |  |  | 232.83 | 868.74 |  | 44037 |  |  |  | 44037 | 34,635.76 201.56 232.83 868.74 44037 | 34635.76 | 201.56 | 232.83 | 868.74 | 34635.76 | 201.56 | 232.83 | 868.74
Electrical steam cabinet c/w heater, steaming cabinet with removable wire shelves,
valves, lighting touch, inspection door, drain trough, sight glass and all necessary
accessories : -
Each
44038 | 44038 | Electrical steaming, three decks oven, approximate size 1200 mm x 1000mm x 1500 mm high........................................ | [17 empty] | 35,112.92 |  |  |  | 164.58 |  |  | 190.10 | 709.33 |  | 44038 |  |  |  | 44038 | 35,112.92 164.58 190.10 709.33 44038 | 35112.92 | 164.58 | 190.1 | 709.33 | 35112.92 | 164.58 | 190.1 | 709.33
44039 | 44039 | Single door type steam cabinet, approximate size 850 mm (H) x 1100 mm (W) x 1870 mm (D)........................................ | [17 empty] | 24,897.27 |  |  |  | 151.37 |  |  | 173.36 | 653.01 |  | 44039 |  |  |  | 44039 | 24,897.27 151.37 173.36 653.01 44039 | 24897.27 | 151.37 | 173.36 | 653.01 | 24897.27 | 151.37 | 173.36 | 653.01
44040 | 44040 | 3-door type steam cabinet, approximate size 1900 mm (H) x 950 mm (W) x 1100 mm (D)................................................ | [17 empty] | 29,060.60 |  |  |  | 164.58 |  |  | 190.10 | 709.33 |  | 44040 |  |  |  | 44040 | 29,060.60 164.58 190.10 709.33 44040 | 29060.6 | 164.58 | 190.1 | 709.33 | 29060.6 | 164.58 | 190.1 | 709.33
44/9
44 | 44 | CATERING EQUIPMENT | [13 empty] | 44
| Item | Item
CATERING EQUIPMENT (CONT'D)
| Take | [24 empty] | Take
| Supply | [22 empty] | down |  | down |  | Fix
| Kitchen equipment (Cont'd) | [9 empty] | and | [12 empty] | and |  | and set |  | only
| fix | [22 empty] | clear |  | aside for
| away | [24 empty] | re-use
Gas kettle c/w burner : -
| A | [22 empty] | B |  | C |  | D
| Each |  |  | $ | [19 empty] | $ |  | $ |  | $
44041 | 44041 | Gas single steaming kettle range, 60 kW burner rating, approximate size
1000 x 1200 x 800 mm (H), c/w burner, gas cock, 3 trays with pans and covers, water faucet,
flame failure devices, automatic gas controller with solenoid valves, flue pipe and all
| necessary accessories.............................................................................................................................................................. | [18 empty] | 26,608.36 |  |  |  | 178.93 |  |  | 204.79 | 770.66 |  | 44041 |  |  |  | 44041 | 26,608.36 178.93 204.79 770.66 44041 | 26608.36 | 178.93 | 204.79 | 770.66 | 26608.36 | 178.93 | 204.79 | 770.66
44042 | 44042 | Gas titling kettle, 150 litres, c/w burner, gas cock, operational controls, safety features,
| control panel, flame failure device and all necessary accessories ........................................................................................ | [18 empty] | 18,259.56 |  |  |  | 216.65 |  |  | 224.20 | 937.74 |  | 44042 |  |  |  | 44042 | 18,259.56 216.65 224.20 937.74 44042 | 18259.56 | 216.65 | 224.2 | 937.74 | 18259.56 | 216.65 | 224.2 | 937.74
(The actual rate should be : $182,595.60 for Item 44042A)
Bain Marie with hot cabinet c/w drainage tap to well, thermostat, push handle,
rubber corner bumpers, castors, protective panel with temperature control, switch
and power light, flexible coiled cable and all necessary accessories : -
Each
44043 | 44043 | Approximate size 1200 x 650 x 900 mm high, 1.6 kW......................................................................................................... | [17 empty] | 11,662.20 |  |  |  | 188.62 |  |  | 215.56 | 736.18 |  | 44043 |  |  |  | 44043 | 11,662.20 188.62 215.56 736.18 44043 | 11662.2 | 188.62 | 215.56 | 736.18 | 11662.2 | 188.62 | 215.56 | 736.18
Gas salamander broiler; range mounted, c/w broiling grid with grates, grid lock,
valve controls and automatic lighting : -
Each
44044 | 44044 | 12 kW, 1200 x 500 x 950 mm approximate........................................................................................................................... | [17 empty] | 18,230.09 |  |  |  | 146.59 |  |  | 171.37 | 638.09 |  | 44044 |  |  |  | 44044 | 18,230.09 146.59 171.37 638.09 44044 | 18230.09 | 146.59 | 171.37 | 638.09 | 18230.09 | 146.59 | 171.37 | 638.09
44/10
44 | 44 | CATERING EQUIPMENT | [13 empty] | 44
| Item | Item
CATERING EQUIPMENT (CONT'D)
| Take | [24 empty] | Take
| Kitchen equipment (Cont'd) | [9 empty] | Supply | [12 empty] | down |  | down |  | Fix
| and | [22 empty] | and |  | and set |  | only
| fix | [22 empty] | clear |  | aside for
| Electric beverage bottle cooler; c/w cabinet, lids with hardware and locking device, | [17 empty] | away | [6 empty] | re-use
thermal insulation, refrigeration system, evaporator coils, condenser, controls and
all necessary accessories : -
| A | [22 empty] | B |  | C |  | D
| Each |  |  | $ | [19 empty] | $ |  | $ |  | $
44045 | 44045 | 120 bottles of 200 ml size in vertical storage ........................................................................................................................ | [17 empty] | 16,335.51 |  |  |  | 88.90 |  |  | 104.73 | 187.45 |  | 44045 |  |  |  | 44045 | 16,335.51 88.90 104.73 187.45 44045 | 16335.51 | 88.9 | 104.73 | 187.45 | 16335.51 | 88.9 | 104.73 | 187.45
Electric sterilizer c/w heating element fitted with safety device, water container with
covered handle, dipping trays, grab-handle with hooks and stands : -
Each
44046 | 44046 | 2 kW approximate; up to 22.5 litres....................................................................................................................................... | [17 empty] | 7,499.18 |  |  |  | 62.48 |  |  | 73.05 | 210.34 |  | 44046 |  |  |  | 44046 | 7,499.18 62.48 73.05 210.34 44046 | 7499.18 | 62.48 | 73.05 | 210.34 | 7499.18 | 62.48 | 73.05 | 210.34
Sundries : -
Each
44047 | 44047 | Cooker and oven with grille top............................................................................................................................................. | [17 empty] | 26,061.04 |  |  |  | 122.88 |  |  | 137.95 | 410.66 |  | 44047 |  |  |  | 44047 | 26,061.04 122.88 137.95 410.66 44047 | 26061.04 | 122.88 | 137.95 | 410.66 | 26061.04 | 122.88 | 137.95 | 410.66
44048 | 44048 | Deep fat fryer, 20 kW.............................................................................................................................................................. | [17 empty] | 21,850.85 |  |  |  | 121.45 |  |  | 139.93 | 403.06 |  | 44048 |  |  |  | 44048 | 21,850.85 121.45 139.93 403.06 44048 | 21850.85 | 121.45 | 139.93 | 403.06 | 21850.85 | 121.45 | 139.93 | 403.06
44049 | 44049 | Deep fat fryer c/w cooker........................................................................................................................................................ | [17 empty] | 96,244.78 |  |  |  | 124.10 |  |  | 141.70 | 413.63 |  | 44049 |  |  |  | 44049 | 96,244.78 124.10 141.70 413.63 44049 | 96244.78 | 124.1 | 141.7 | 413.63 | 96244.78 | 124.1 | 141.7 | 413.63
44050 | 44050 | Grill, 7.5 kW/ hr...................................................................................................................................................................... | [17 empty] | 26,608.36 |  |  |  | 150.48 |  |  | 169.85 | 622.21 |  | 44050 |  |  |  | 44050 | 26,608.36 150.48 169.85 622.21 44050 | 26608.36 | 150.48 | 169.85 | 622.21 | 26608.36 | 150.48 | 169.85 | 622.21
44051 | 44051 | Pastry oven, 10 kW................................................................................................................................................................. | [17 empty] | 22,566.58 |  |  |  | 160.17 |  |  | 176.01 | 792.07 |  | 44051 |  |  |  | 44051 | 22,566.58 160.17 176.01 792.07 44051 | 22566.58 | 160.17 | 176.01 | 792.07 | 22566.58 | 160.17 | 176.01 | 792.07
44052 | 44052 | Commercial mincer, 430 x 210 x 380 mm high approximate............................................................................................... | [17 empty] | 7,055.43 |  |  |  | 56.29 |  |  | 61.74 | 168.06 |  | 44052 |  |  |  | 44052 | 7,055.43 56.29 61.74 168.06 44052 | 7055.43 | 56.29 | 61.74 | 168.06 | 7055.43 | 56.29 | 61.74 | 168.06
44053 | 44053 | Flour mixer, 20 litres............................................................................................................................................................... | [17 empty] | 9,813.94 |  |  |  | 111.79 |  |  | 130.53 | 339.24 |  | 44053 |  |  |  | 44053 | 9,813.94 111.79 130.53 339.24 44053 | 9813.94 | 111.79 | 130.53 | 339.24 | 9813.94 | 111.79 | 130.53 | 339.24
44054 | 44054 | Flour bin trolley....................................................................................................................................................................... | [17 empty] | 3,932.04 |  |  |  | 22.67 |  |  | 28.14 | 59.41 |  | 44054 |  |  |  | 44054 | 3,932.04 22.67 28.14 59.41 44054 | 3932.04 | 22.67 | 28.14 | 59.41 | 3932.04 | 22.67 | 28.14 | 59.41
44055 | 44055 | Potato peeler, 300 kg/ hr......................................................................................................................................................... | [17 empty] | 17,093.34 |  |  |  | 93.80 |  |  | 115.69 | 232.92 |  | 44055 |  |  |  | 44055 | 17,093.34 93.80 115.69 232.92 44055 | 17093.34 | 93.8 | 115.69 | 232.92 | 17093.34 | 93.8 | 115.69 | 232.92
44056 | 44056 | Slicer, 615 x 480 x 450 mm high approximate...................................................................................................................... | [17 empty] | 10,404.20 |  |  |  | 63.32 |  |  | 69.56 | 176.66 |  | 44056 |  |  |  | 44056 | 10,404.20 63.32 69.56 176.66 44056 | 10404.2 | 63.32 | 69.56 | 176.66 | 10404.2 | 63.32 | 69.56 | 176.66
44057 | 44057 | Automatic coffee machine c/w 2 litres removable water tank............................................................................................... | [17 empty] | 5,725.85 |  |  |  | 4.30 |  |  | 5.39 | 16.17 |  | 44057 |  |  |  | 44057 | 5,725.85 4.30 5.39 16.17 44057 | 5725.85 | 4.3 | 5.39 | 16.17 | 5725.85 | 4.3 | 5.39 | 16.17
44058 | 44058 | Ice maker, 800 x 600 x 530 mm high approximate, 1.1 kW.................................................................................................. | [17 empty] | 32,628.92 |  |  |  | 83.61 |  |  | 103.85 | 271.06 |  | 44058 |  |  |  | 44058 | 32,628.92 83.61 103.85 271.06 44058 | 32628.92 | 83.61 | 103.85 | 271.06 | 32628.92 | 83.61 | 103.85 | 271.06
44059 | 44059 | Micro-wave oven, 1000W....................................................................................................................................................... | [17 empty] | 1,945.10 |  |  |  | 3.91 |  |  | 6.25 | 17.20 |  | 44059 |  |  |  | 44059 | 1,945.10 3.91 6.25 17.20 44059 | 1945.1 | 3.91 | 6.25 | 17.2 | 1945.1 | 3.91 | 6.25 | 17.2
44060 | 44060 | Tea boiler, 45 litres................................................................................................................................................................. | [17 empty] | 5,136.42 |  |  |  | 106.49 |  |  | 124.10 | 277.22 |  | 44060 |  |  |  | 44060 | 5,136.42 106.49 124.10 277.22 44060 | 5136.42 | 106.49 | 124.1 | 277.22 | 5136.42 | 106.49 | 124.1 | 277.22
44/11
44 | 44 | CATERING EQUIPMENT | [13 empty] | 44
| Item | Item
CATERING EQUIPMENT (CONT'D)
| Take | [24 empty] | Take
| Supply | [22 empty] | down |  | down |  | Fix
| Kitchen equipment (Cont'd) | [9 empty] | and | [12 empty] | and |  | and set |  | only
| fix | [22 empty] | clear |  | aside for
| away | [24 empty] | re-use
Sundries : - (Cont'd)
| A | [22 empty] | B |  | C |  | D
| Each |  |  | $ | [19 empty] | $ |  | $ |  | $
44061 | 44061 | Mobile rice warmer, 650 x 650 x 850 mm high approximate................................................................................................ | [17 empty] | 6,149.66 |  |  |  | 25.01 |  |  | 31.26 | 66.45 |  | 44061 |  |  |  | 44061 | 6,149.66 25.01 31.26 66.45 44061 | 6149.66 | 25.01 | 31.26 | 66.45 | 6149.66 | 25.01 | 31.26 | 66.45
44062 | 44062 | Mobile soup warmer, 650 x 650 x 850 mm high approximate.............................................................................................. | [17 empty] | 6,149.66 |  |  |  | 25.01 |  |  | 31.26 | 66.45 |  | 44062 |  |  |  | 44062 | 6,149.66 25.01 31.26 66.45 44062 | 6149.66 | 25.01 | 31.26 | 66.45 | 6149.66 | 25.01 | 31.26 | 66.45
44063 | 44063 | Mobile table, 1400 x 760 x 860 mm high approximate with two undershelves................................................................... | [17 empty] | 4,845.58 |  |  |  | 22.67 |  |  | 28.14 | 59.41 |  | 44063 |  |  |  | 44063 | 4,845.58 22.67 28.14 59.41 44063 | 4845.58 | 22.67 | 28.14 | 59.41 | 4845.58 | 22.67 | 28.14 | 59.41
44064 | 44064 | Service counter c/w under-counter boiler, 1850 x 850 x 700 mm high approximate........................................................... | [17 empty] | 13,893.60 |  |  |  | 131.13 |  |  | 150.48 | 459.40 |  | 44064 |  |  |  | 44064 | 13,893.60 131.13 150.48 459.40 44064 | 13893.6 | 131.13 | 150.48 | 459.4 | 13893.6 | 131.13 | 150.48 | 459.4
44065 | 44065 | Rubbish bin with lid, 30 to 40 litres....................................................................................................................................... | [17 empty] | 618.91 |  |  |  | 11.72 |  |  | 13.28 | 22.67 |  | 44065 |  |  |  | 44065 | 618.91 11.72 13.28 22.67 44065 | 618.91 | 11.72 | 13.28 | 22.67 | 618.91 | 11.72 | 13.28 | 22.67
44066 | 44066 | Wooden top table 1900 x 750 x 850 mm high....................................................................................................................... | [17 empty] | 6,146.86 |  |  |  | 88.33 |  |  | 108.65 | 287.66 |  | 44066 |  |  |  | 44066 | 6,146.86 88.33 108.65 287.66 44066 | 6146.86 | 88.33 | 108.65 | 287.66 | 6146.86 | 88.33 | 108.65 | 287.66
Kitchen furniture
Stainless steel worktop tables, 850 mm high : -
Each
44067 | 44067 | 1500 x 750 mm....................................................................................................................................................................... | [17 empty] | 3,349.05 |  |  |  | 68.78 |  |  | 85.20 | 250.92 |  | 44067 |  |  |  | 44067 | 3,349.05 68.78 85.20 250.92 44067 | 3349.05 | 68.78 | 85.2 | 250.92 | 3349.05 | 68.78 | 85.2 | 250.92
44068 | 44068 | 2000 x 750 mm....................................................................................................................................................................... | [17 empty] | 3,704.96 |  |  |  | 91.45 |  |  | 113.34 | 318.14 |  | 44068 |  |  |  | 44068 | 3,704.96 91.45 113.34 318.14 44068 | 3704.96 | 91.45 | 113.34 | 318.14 | 3704.96 | 91.45 | 113.34 | 318.14
44069 | 44069 | 1500 x 900 mm....................................................................................................................................................................... | [17 empty] | 3,685.32 |  |  |  | 71.13 |  |  | 94.59 | 264.21 |  | 44069 |  |  |  | 44069 | 3,685.32 71.13 94.59 264.21 44069 | 3685.32 | 71.13 | 94.59 | 264.21 | 3685.32 | 71.13 | 94.59 | 264.21
Stainless steel worktop with undershelf : -
Per linear metre
44070 | 44070 | 600 mm (W) x 850 mm (H) with 1-tier undershelf................................................................................................................ | [17 empty] | 3,410.67 |  |  |  | 56.29 |  |  | 78.94 | 220.44 |  | 44070 |  |  |  | 44070 | 3,410.67 56.29 78.94 220.44 44070 | 3410.67 | 56.29 | 78.94 | 220.44 | 3410.67 | 56.29 | 78.94 | 220.44
44071 | 44071 | 600 mm (W) x 850 mm (H) with 2-tier undershelf................................................................................................................ | [17 empty] | 4,010.76 |  |  |  | 68.78 |  |  | 92.23 | 252.48 |  | 44071 |  |  |  | 44071 | 4,010.76 68.78 92.23 252.48 44071 | 4010.76 | 68.78 | 92.23 | 252.48 | 4010.76 | 68.78 | 92.23 | 252.48
44072 | 44072 | 750 mm (W) x 850 mm (H) with 1-tier undershelf................................................................................................................ | [17 empty] | 3,593.40 |  |  |  | 56.29 |  |  | 78.94 | 214.96 |  | 44072 |  |  |  | 44072 | 3,593.40 56.29 78.94 214.96 44072 | 3593.4 | 56.29 | 78.94 | 214.96 | 3593.4 | 56.29 | 78.94 | 214.96
44073 | 44073 | 750 mm (W) x 850 mm (H) with 2-tier undershelf................................................................................................................ | [17 empty] | 4,267.16 |  |  |  | 66.45 |  |  | 88.33 | 263.43 |  | 44073 |  |  |  | 44073 | 4,267.16 66.45 88.33 263.43 44073 | 4267.16 | 66.45 | 88.33 | 263.43 | 4267.16 | 66.45 | 88.33 | 263.43
Stainless steel worktop with sink, 850 mm high : -
Each
44074 | 44074 | 1800 x 750 mm with single sink 500 x 500 x 400 mm deep ................................................................................................ | [17 empty] | 7,704.64 |  |  |  | 118.81 |  |  | 125.86 | 475.25 |  | 44074 |  |  |  | 44074 | 7,704.64 118.81 125.86 475.25 44074 | 7704.64 | 118.81 | 125.86 | 475.25 | 7704.64 | 118.81 | 125.86 | 475.25
44075 | 44075 | 1800 x 750 mm with double sinks each 500 x 500 x 400 mm deep ..................................................................................... | [17 empty] | 10,230.75 |  |  |  | 130.53 |  |  | 138.35 | 514.34 |  | 44075 |  |  |  | 44075 | 10,230.75 130.53 138.35 514.34 44075 | 10230.75 | 130.53 | 138.35 | 514.34 | 10230.75 | 130.53 | 138.35 | 514.34
44/12
44 | 44 | CATERING EQUIPMENT | [13 empty] | 44
| Item | Item
CATERING EQUIPMENT (CONT'D)
| Take | [24 empty] | Take
| Supply | [22 empty] | down |  | down |  | Fix
| Kitchen furniture (Cont'd) | [9 empty] | and | [12 empty] | and |  | and set |  | only
| fix | [22 empty] | clear |  | aside for
| away | [24 empty] | re-use
Stainless steel chopping tables with undershelf : -
| A | [22 empty] | B |  | C |  | D
| Per linear metre |  |  |  |  | $ | [17 empty] | $ |  | $ |  | $
44076 | 44076 | 600 mm (W) x 850 mm (H) with 1-tier undershelf................................................................................................................ | [17 empty] | 3,872.54 |  |  |  | 61.74 |  |  | 85.20 | 224.33 |  | 44076 |  |  |  | 44076 | 3,872.54 61.74 85.20 224.33 44076 | 3872.54 | 61.74 | 85.2 | 224.33 | 3872.54 | 61.74 | 85.2 | 224.33
44077 | 44077 | 600 mm (W) x 850 mm (H) with 2-tier undershelf................................................................................................................ | [17 empty] | 5,005.91 |  |  |  | 74.26 |  |  | 96.93 | 255.61 |  | 44077 |  |  |  | 44077 | 5,005.91 74.26 96.93 255.61 44077 | 5005.91 | 74.26 | 96.93 | 255.61 | 5005.91 | 74.26 | 96.93 | 255.61
44078 | 44078 | 750 mm (W) x 850 mm (H) with 1-tier undershelf................................................................................................................ | [17 empty] | 4,090.61 |  |  |  | 61.74 |  |  | 85.20 | 231.37 |  | 44078 |  |  |  | 44078 | 4,090.61 61.74 85.20 231.37 44078 | 4090.61 | 61.74 | 85.2 | 231.37 | 4090.61 | 61.74 | 85.2 | 231.37
44079 | 44079 | 750 mm (W) x 850 mm (H) with 2-tier undershelf................................................................................................................ | [17 empty] | 5,297.67 |  |  |  | 78.94 |  |  | 96.93 | 264.21 |  | 44079 |  |  |  | 44079 | 5,297.67 78.94 96.93 264.21 44079 | 5297.67 | 78.94 | 96.93 | 264.21 | 5297.67 | 78.94 | 96.93 | 264.21
Open shelves : -
Per linear metre
44080 | 44080 | Open shelves, 3-tiers, 500 mm (D) x 1800 mm (H)............................................................................................................... | [17 empty] | 4,539.85 |  |  |  | 58.62 |  |  | 82.08 | 177.43 |  | 44080 |  |  |  | 44080 | 4,539.85 58.62 82.08 177.43 44080 | 4539.85 | 58.62 | 82.08 | 177.43 | 4539.85 | 58.62 | 82.08 | 177.43
Stainless steel worktop cabinet, 600 mm (D) x 850 mm (H) : -
Per linear metre
44081 | 44081 | Worktop cabinet with 1-tier intermediate adjustable shelf, hinged doors............................................................................. | [17 empty] | 6,134.51 |  |  |  | 92.23 |  |  | 114.11 | 294.69 |  | 44081 |  |  |  | 44081 | 6,134.51 92.23 114.11 294.69 44081 | 6134.51 | 92.23 | 114.11 | 294.69 | 6134.51 | 92.23 | 114.11 | 294.69
44082 | 44082 | Worktop cabinet with 1-tier intermediate adjustable shelf, hinged doors
| and 1-layer drawers ................................................................................................................................................................ | [18 empty] | 7,539.74 |  |  |  | 100.84 |  |  | 124.28 | 300.94 |  | 44082 |  |  |  | 44082 | 7,539.74 100.84 124.28 300.94 44082 | 7539.74 | 100.84 | 124.28 | 300.94 | 7539.74 | 100.84 | 124.28 | 300.94
44083 | 44083 | Worktop cabinet with stack of 3 drawers............................................................................................................................... | [17 empty] | 8,545.97 |  |  |  | 107.10 |  |  | 128.97 | 322.05 |  | 44083 |  |  |  | 44083 | 8,545.97 107.10 128.97 322.05 44083 | 8545.97 | 107.1 | 128.97 | 322.05 | 8545.97 | 107.1 | 128.97 | 322.05
Stainless steel choptop cabinet, 600 mm (D) x 850 mm (H) : -
Per linear metre
44084 | 44084 | Choptop cabinet with 1-tier intermediate adjustable shelf, hinged doors............................................................................. | [17 empty] | 6,396.80 |  |  |  | 89.89 |  |  | 107.87 | 287.66 |  | 44084 |  |  |  | 44084 | 6,396.80 89.89 107.87 287.66 44084 | 6396.8 | 89.89 | 107.87 | 287.66 | 6396.8 | 89.89 | 107.87 | 287.66
44085 | 44085 | Choptop cabinet with 1-tier intermediate adjustable shelf, hinged doors
| and 1-layer drawers ................................................................................................................................................................ | [18 empty] | 7,519.12 |  |  |  | 96.93 |  |  | 113.34 | 306.41 |  | 44085 |  |  |  | 44085 | 7,519.12 96.93 113.34 306.41 44085 | 7519.12 | 96.93 | 113.34 | 306.41 | 7519.12 | 96.93 | 113.34 | 306.41
44/13
44 | 44 | CATERING EQUIPMENT | [13 empty] | 44
| Item | Item
CATERING EQUIPMENT (CONT'D)
| Take | [24 empty] | Take
| Supply | [22 empty] | down |  | down |  | Fix
| Kitchen furniture (Cont'd) | [9 empty] | and | [12 empty] | and |  | and set |  | only
| fix | [22 empty] | clear |  | aside for
| away | [24 empty] | re-use
Stainless steel sink cabinet c/w hinged doors, sinks and grease traps : -
| A | [22 empty] | B |  | C |  | D
| Each |  |  | $ | [19 empty] | $ |  | $ |  | $
44086 | 44086 | Single sink cabinet, 600 mm (D) x 850 mm (H) x 1300 mm (L) approximate..................................................................... | [17 empty] | 5,831.11 |  |  |  | 103.48 |  |  | 129.34 | 420.36 |  | 44086 |  |  |  | 44086 | 5,831.11 103.48 129.34 420.36 44086 | 5831.11 | 103.48 | 129.34 | 420.36 | 5831.11 | 103.48 | 129.34 | 420.36
44087 | 44087 | Twin sink cabinet, 600 mm (D) x 850 mm (H) x 2000 mm (L) approximate....................................................................... | [17 empty] | 7,809.90 |  |  |  | 160.60 |  |  | 200.48 | 578.81 |  | 44087 |  |  |  | 44087 | 7,809.90 160.60 200.48 578.81 44087 | 7809.9 | 160.6 | 200.48 | 578.81 | 7809.9 | 160.6 | 200.48 | 578.81
Stainless steel grease trap : -
Each
44088 | 44088 | Stainless steel grade 316 grease trap 300 x 300 x 500 mm (L), with
| moveable baffles to facilitate cleaning .................................................................................................................................. | [18 empty] | 1,178.85 |  |  |  | 10.77 |  |  | 11.85 | 43.12 |  | 44088 |  |  |  | 44088 | 1,178.85 10.77 11.85 43.12 44088 | 1178.85 | 10.77 | 11.85 | 43.12 | 1178.85 | 10.77 | 11.85 | 43.12
Hanging cabinet : -
Per linear metre
44089 | 44089 | Hanging cabinet with 1-tier intermediate adjustable shelf, 400 mm (D) x 700 mm (H)
| with hinged doors ................................................................................................................................................................... | [18 empty] | 4,951.17 |  |  |  | 94.59 |  |  | 117.26 | 249.35 |  | 44089 |  |  |  | 44089 | 4,951.17 94.59 117.26 249.35 44089 | 4951.17 | 94.59 | 117.26 | 249.35 | 4951.17 | 94.59 | 117.26 | 249.35
Cooking bench with 1-tier undershelf, 600 mm (D) x 600 mm (H) : -
Per linear metre
44090 | 44090 | Cooking bench with splash back 400 mm high..................................................................................................................... | [17 empty] | 2,131.20 |  |  |  | 58.62 |  |  | 82.08 | 196.20 |  | 44090 |  |  |  | 44090 | 2,131.20 58.62 82.08 196.20 44090 | 2131.2 | 58.62 | 82.08 | 196.2 | 2131.2 | 58.62 | 82.08 | 196.2
44091 | 44091 | Cooking bench with splash back 660 mm high..................................................................................................................... | [17 empty] | 2,195.73 |  |  |  | 63.32 |  |  | 86.78 | 204.03 |  | 44091 |  |  |  | 44091 | 2,195.73 63.32 86.78 204.03 44091 | 2195.73 | 63.32 | 86.78 | 204.03 | 2195.73 | 63.32 | 86.78 | 204.03
Stainless steel wall-mounted rack shelves : -
Each
44092 | 44092 | 2000 x 350 x 1200 mm high................................................................................................................................................... | [17 empty] | 2,319.82 |  |  |  | 93.03 |  |  | 114.91 | 340.81 |  | 44092 |  |  |  | 44092 | 2,319.82 93.03 114.91 340.81 44092 | 2319.82 | 93.03 | 114.91 | 340.81 | 2319.82 | 93.03 | 114.91 | 340.81
44093 | 44093 | Ordinary sink........................................................................................................................................................................... | [17 empty] | 2,909.24 |  |  |  | 85.98 |  |  | 106.31 | 289.22 |  | 44093 |  |  |  | 44093 | 2,909.24 85.98 106.31 289.22 44093 | 2909.24 | 85.98 | 106.31 | 289.22 | 2909.24 | 85.98 | 106.31 | 289.22
44094 | 44094 | Hand basin............................................................................................................................................................................... | [17 empty] | 2,067.20 |  |  |  | 85.98 |  |  | 106.31 | 211.06 |  | 44094 |  |  |  | 44094 | 2,067.20 85.98 106.31 211.06 44094 | 2067.2 | 85.98 | 106.31 | 211.06 | 2067.2 | 85.98 | 106.31 | 211.06
Per linear metre
44095 | 44095 | Enclosed base 800 x 600 mm high......................................................................................................................................... | [17 empty] | 3,157.64 |  |  |  | 85.98 |  |  | 106.31 | 232.92 |  | 44095 |  |  |  | 44095 | 3,157.64 85.98 106.31 232.92 44095 | 3157.64 | 85.98 | 106.31 | 232.92 | 3157.64 | 85.98 | 106.31 | 232.92
44/14
Section 45
SWIMMING POOL WATER TREATMENT INSTALLATION
45 | 45 | SWIMMING POOL WATER TREATMENT INSTALLATION | [16 empty] | 45
SECTION 45
SWIMMING POOL WATER TREATMENT INSTALLATION
SPECIAL CONDITIONS
| Measurement |  |  | SC45.01 | [6 empty] | All works of electrical power supply up to power supply points (e.g. switchgear or isolator
| of power supply |  |  | or spur unit and the like) for the equipment shall be measured separately and paid for at
the appropriate rates under Section 27 - Lighting System and Fixtures, Section 28 - Small
Power Distribution, Section 29 - Main Distribution System and Section 30 -
Miscellaneous Electrical Installations or other applicable Work Sections of this Schedule.
| Measurement |  |  | SC45.02 | [6 empty] | All works of water supply up to the respective termination points for the equipment shall
| of water supply |  |  | be measured separately and paid for at the appropriate rates under the applicable Work
Sections of this Schedule.
| Measurement |  |  | SC45.03 | [6 empty] | All trench excavation shall be measured separately and paid for at the appropriate rates
| of excavations, |  |  | under Section 03 - Excavation of this Schedule. All pipe ducts, concrete thrust blocks and
| ducts, chases, |  |  | anchor blocks, chases in, and holes through existing walls, ceilings and similar for pipes,
| holes and other |  |  | etc., (but not mortices or holes for brackets) except specifically stated, shall be measured
| subsidiary work |  |  | and paid for at the appropriate rates under Section 04 - Concrete Work, Section 05 -
Brickwork and Blockwork, Section 12 - Roadwork and Cable Duct and Section 13 -
Plumbing and Drainage or other applicable Work Sections of this Schedule.
| Measurement |  |  | SC45.04 | [6 empty] | Pipework shall be measured in linear metres over all in-line fittings, short running lengths
| of pipework |  |  | and branches.
| Measurement |  |  | SC45.05 | [6 empty] | Insulation to pipework shall be measured in linear metres for the diameter of the pipes to
| of insulation to |  |  | be insulated.
pipework
| Measurement |  |  | SC45.06 | [6 empty] | Cables for the equipment, control/indicating panels, fire alarm points, etc. have been
| of heat | allowed in the rates under this Section. No measurement shall be made for cables except
| resistant |  |  | for heat resistant cables where specifically ordered by the Maintenance Surveyor in
| cables and low |  |  | writing.
smoke zero
| halogen cables |  |  | Heat resistant cables and low smoke zero halogen cables shall be measured the net length
as fixed in linear metres.
45/1
45 | 45 | SWIMMING POOL WATER TREATMENT INSTALLATION | [16 empty] | 45
SPECIAL CONDITIONS
| Measurement |  |  | SC45.07 | [6 empty] | Where a temporary supply is ordered by the Maintenance Surveyor, the provision of all
| of temporary |  |  | articles, labour and accessory materials (nails, screws, rawplugs and similar) necessary for
| supply | fixing shall be of temporary nature. For "use and waste" of all materials, such as cables,
fittings and accessories, etc., for a period of not exceeding four weeks from the date of
certified completion, 50 per cent of the value of the appropriate "supply and fix" items after
the adjustment of contract percentages will be paid. For a period exceeding four weeks
and not exceeding eight weeks, 55 per cent will be paid and for each subsequent month a
further addition of 5 per cent will be made.
For a period of more than six months, the full rates, as for permanent works will be paid,
and the materials will become the property of the Employer.
No extra payment will be made for the removal of materials in connection with the
temporary supply, but the cost of which shall have been included in the payment as
aforementioned in the first paragraph hereof. The date of certified completion of a
temporary supply shall be the date when the installation is first brought into service. The
date when it ceases to be used shall be the date from which the Maintenance Surveyor
instructs the dismantlement of the installation, or the date when the installation is no longer
in use, whichever is earlier.
| Rates generally |  |  | SC45.08 | [6 empty] | The rates for all items shall generally include for : -
| (a) | [11 empty] | Colour band and colour identification work.
| (b) | [11 empty] | Lettering and engraving for identification, signs, labels in both English and Chinese.
| (c) | [11 empty] | Identification plates, signs, notice plates, discs and labels in both English and Chinese.
| (d) | [11 empty] | Priming or painting off site and proprietary finishes or surface treatment applied as part
of the production process whether applied before or after fabrication and assembly.
| (e) | [11 empty] | All protective and finishing painting work, apart from additional painting work
specifically ordered by the Maintenance Surveyor in writing which shall be
measured separately and paid for at the appropriate rates under Section 15 -
Painting of this Schedule.
| (f) | [11 empty] | Any kind of fixing method including provision of screws, nuts, bolts, shims,
washers, clips, hangers, supports, brackets, spring compensated and seismic
restraints and isolating components and the like.
| (g) | [11 empty] | Provision of expansion joints in service runs wherever they coincide with
structural expansion joints.
| (h) | [11 empty] | Submission of catalogues, technical literature, data, calculations, test certificates
and approval documentation covering the equipment and materials being supplied.
| (i) | [11 empty] | Preparing and submitting detail working drawings as required and all shop
drawings for the fabrication and installation.
| (j) | [11 empty] | Attendance, as required, of the manufacturers' representative to assist in the
installation and subsequent testing and commissioning.
45/2
45 | 45 | SWIMMING POOL WATER TREATMENT INSTALLATION | [16 empty] | 45
SPECIAL CONDITIONS
| Rates generally |  |  | SC45.08 | [6 empty] | (k) |  | Testing and commissioning including submission of Testing and Commissioning
| (Cont'd) |  |  | (Cont'd) | [6 empty] | Certificates and Records of Tests.
| (l) | [11 empty] | Provision of all necessary power, fuel, labour and testing instrument of approved
type for testing and commissioning.
| (m) | [11 empty] | Submitting all relevant documentation to Fire Services Department and
Environmental Protection Department for obtaining necessary approval.
| (n) | [11 empty] | Preparing and submitting operation and maintenance manuals and as-fitted
drawings for items of works as required.
| (o) | [11 empty] | Provision of schematic diagrams covered front and back with plastic sheet
including fixing to wall.
| (p) | [11 empty] | Provision of manufacturer's guarantee.
| (q) | [11 empty] | Attending fault and complaint during the Maintenance Period.
| (r) | [11 empty] | Meeting statutory requirements for disposal of waste materials.
| Rates for |  |  | SC45.09 | [6 empty] | The rates for pipework shall further include for : -
pipework
| (a) | [11 empty] | All short lengths, cutting and waste, and joints in the running length.
| (b) | [11 empty] | All pipework brackets, supports, hangers, guides, anchors and the like and
alternative method of jointing and fixing as specified (if any).
| (c) | [11 empty] | All pipework fittings (e.g. bends, elbows, branches, reducers, tees, caps and the
like) including connections, cutting and jointing pipes to fittings.
| (d) | [11 empty] | Screwed sockets, tappings, bosses and welding-necks welded to pipes or flanges
including perforating the pipework or flanges.
| (e) | [11 empty] | Connections between pipework of different materials and differing grades of same
material.
| (f) | [11 empty] | Provision of wall plates, ceiling plates, floor plates, high tensile holding down bolts,
tapered washers and the like for casting into the reinforced concrete corbels.
| (g) | [11 empty] | All jointing including provision of flexible connections and/ or necessary adaptors
and connectors, welding consumable, jointing tapes, flanges, unions, gasket, bolts
and nuts and the like where required.
| (h) | [11 empty] | Expansion loops and compensators including connections, cutting and jointing to
pipes and fittings.
45/3
45 | 45 | SWIMMING POOL WATER TREATMENT INSTALLATION | [16 empty] | 45
SPECIAL CONDITIONS
| Rates for |  |  | SC45.09 | [6 empty] | (i) |  | Provision of all sleeves for casting in or building in where pipes pass through
| pipework |  |  | (Cont'd) | [6 empty] | slabs, walls or beams and caulking between pipe and sleeve where required.
(Cont'd)
| (j) | [11 empty] | Fixing in any position to floors, walls and ceilings including laying in trenches and
fixing in chases, ducts, false ceilings and similar positions, and wrapping with
protective tapes where required.
| Rates for |  |  | SC45.10 | [6 empty] | The rates for in-line pipework equipment (e.g. valves, flow meters, gauges, strainers and
| in-line | the like) shall further include for : -
pipework
| equipment |  |  | (a) | [8 empty] | Cutting and jointing to pipes and fittings.
| (b) | [11 empty] | Stripping down repacking glands and preparing spindles, as appropriate, prior to
installation.
| Rates for |  |  | SC45.11 | [6 empty] | The rates for equipment shall further include for : -
equipment
| (a) | [11 empty] | All necessary assembly, orientation, alignment, levelling and bolting down,
together with the provision of shims and packing pieces, the clocking of couplings
between drivers and rotating equipment, strainers, instrumentation and the like.
| (b) | [11 empty] | Supporting frames.
| (c) | [11 empty] | Connections including flexible joints between pipework and equipment.
| (d) | [11 empty] | Flexible connections and anti-vibration connections between pipework and
equipment.
| (e) | [11 empty] | All necessary operational and control accessories (e.g. valves, gauges, flow
meters, indicating lamps and the like) forming part of the equipment, connection
and termination.
| (f) | [11 empty] | Final connection and terminations to electrical supply, fire alarm, control, monitoring,
interfacing and water supply including cables, wirings, conduits, trunkings, cable trays,
fuses, control boxes, short lengths of pipework and necessary accessories required for
energizing the equipment to properly operate at specified duties.
| (g) | [11 empty] | Anti-vibration mountings for plant, machinery and the like.
| (h) | [11 empty] | Anti-vibration materials and sound insulating materials in plant and machinery
bases.
| (i) | [11 empty] | Motor starters (if motors in the equipment require motor starters).
| (j) | [11 empty] | Earth/ equipotential bonding as specified.
45/4
45 | 45 | SWIMMING POOL WATER TREATMENT INSTALLATION | [16 empty] | 45
SPECIAL CONDITIONS
| Rates for heat |  |  | SC45.12 | [6 empty] | The rates for heat resistant cables and low smoke zero halogen cables shall further include
| resistant cables |  |  | for : -
and low smoke
| zero halogen cables |  |  |  |  | (a) | [6 empty] | Laying or fixing in different locations, such as drawing into underground pipe
ducts, laying or drawing into trunkings, drawing into conduits, suspending from
insulators or catenaries, wrapping around equipment.
| (b) | [11 empty] | In case of cables drawn into existing conduits, existing ducts or existing trunkings,
removing and putting back existing covers, existing inspection lids and the like.
| (c) | [11 empty] | Making cable-joints.
| (d) | [11 empty] | Determining circuits, lacing into circuit groups and provision of draw wires, draw
cables and the like as required.
| (e) | [11 empty] | All necessary fixings complete with accessories and fittings as required.
| (f) | [11 empty] | Provision of all sleeves for casting in or building in where cables pass through
slabs, walls or beams and caulking between cable and sleeve where required.
| Rates for |  |  | SC45.13 | [6 empty] | The rates for "Take down and clear away" or " Take down and set aside for re-use"
| "Take down |  |  | existing items in connection with swimming pool water treatment installation shall further
| and clear |  |  | include for : -
away" or
| "Take down |  |  | (a) | [8 empty] | All in-line fittings including brackets, supports, hangers and the like.
and set aside
| for re-use" |  |  | (b) | [8 empty] | Cutting into existing pipework and the like in position.
| (c) | [11 empty] | Plugging off remaining ends with plugs or caps as required.
| (d) | [11 empty] | Preparing remaining ends of pipework and building services works (if any) to
receive connections with new work if required.
| (e) | [11 empty] | In the case of equipment and the like, taking down all associated pipework
and/or building services works.
| (f) | [11 empty] | Making good all works disturbed.
| Particular |  |  | SC45.14 | [6 empty] | The Particular Specification for swimming pool water treatment installation can be found in
| Specification |  |  | the Contract.
45/5
45 | 45 | SWIMMING POOL WATER TREATMENT INSTALLATION | [16 empty] | 45
| Item | Item
| VALVES, PIPE WORKS AND ACCESSORIES | [14 empty] | Take | [9 empty] | Take
| Supply | [22 empty] | down |  | down |  | Fix
| and | [22 empty] | and |  | and set |  | only
| Gate valves for sea water application 316 stainless steel : - | [14 empty] | fix | [7 empty] | clear |  | aside for
| away | [24 empty] | re-use
| A | [22 empty] | B |  | C |  | D
| Each |  |  | $ | [19 empty] | $ |  | $ |  | $
45001 | 45001 | 25 mm ..................................................................................................................................................................................... | [17 empty] | 330.08 |  |  |  | 21.58 |  |  | 26.52 | 36.63 |  | 45001 |  |  |  | 45001 | 330.08 21.58 26.52 36.63 45001 | 330.08 | 21.58 | 26.52 | 36.63 | 330.08 | 21.58 | 26.52 | 36.63
45002 | 45002 | 32 mm ..................................................................................................................................................................................... | [17 empty] | 424.39 |  |  |  | 22.11 |  |  | 27.19 | 41.00 |  | 45002 |  |  |  | 45002 | 424.39 22.11 27.19 41.00 45002 | 424.39 | 22.11 | 27.19 | 41 | 424.39 | 22.11 | 27.19 | 41
45003 | 45003 | 40 mm...................................................................................................................................................................................... | [17 empty] | 545.64 |  |  |  | 22.63 |  |  | 27.61 | 43.12 |  | 45003 |  |  |  | 45003 | 545.64 22.63 27.61 43.12 45003 | 545.64 | 22.63 | 27.61 | 43.12 | 545.64 | 22.63 | 27.61 | 43.12
45004 | 45004 | 50 mm...................................................................................................................................................................................... | [17 empty] | 740.99 |  |  |  | 23.57 |  |  | 28.52 | 46.35 |  | 45004 |  |  |  | 45004 | 740.99 23.57 28.52 46.35 45004 | 740.99 | 23.57 | 28.52 | 46.35 | 740.99 | 23.57 | 28.52 | 46.35
45005 | 45005 | 65 mm...................................................................................................................................................................................... | [17 empty] | 4,580.68 |  |  |  | 24.05 |  |  | 29.43 | 48.50 |  | 45005 |  |  |  | 45005 | 4,580.68 24.05 29.43 48.50 45005 | 4580.68 | 24.05 | 29.43 | 48.5 | 4580.68 | 24.05 | 29.43 | 48.5
45006 | 45006 | 80 mm...................................................................................................................................................................................... | [17 empty] | 6,197.39 |  |  |  | 26.36 |  |  | 31.31 | 52.81 |  | 45006 |  |  |  | 45006 | 6,197.39 26.36 31.31 52.81 45006 | 6197.39 | 26.36 | 31.31 | 52.81 | 6197.39 | 26.36 | 31.31 | 52.81
45007 | 45007 | 100 mm.................................................................................................................................................................................... | [17 empty] | 8,891.91 |  |  |  | 27.73 |  |  | 32.74 | 54.97 |  | 45007 |  |  |  | 45007 | 8,891.91 27.73 32.74 54.97 45007 | 8891.91 | 27.73 | 32.74 | 54.97 | 8891.91 | 27.73 | 32.74 | 54.97
45008 | 45008 | 150 mm.................................................................................................................................................................................... | [17 empty] | 15,897.65 |  |  |  | 35.31 |  |  | 40.42 | 67.90 |  | 45008 |  |  |  | 45008 | 15,897.65 35.31 40.42 67.90 45008 | 15897.65 | 35.31 | 40.42 | 67.9 | 15897.65 | 35.31 | 40.42 | 67.9
45009 | 45009 | 200 mm.................................................................................................................................................................................... | [17 empty] | 25,934.73 |  |  |  | 42.28 |  |  | 47.46 | 77.61 |  | 45009 |  |  |  | 45009 | 25,934.73 42.28 47.46 77.61 45009 | 25934.73 | 42.28 | 47.46 | 77.61 | 25934.73 | 42.28 | 47.46 | 77.61
Gate valves for sea water application PVC : -
Each
45010 | 45010 | 25 mm ..................................................................................................................................................................................... | [17 empty] | 767.94 |  |  |  | 21.58 |  |  | 26.52 | 36.63 |  | 45010 |  |  |  | 45010 | 767.94 21.58 26.52 36.63 45010 | 767.94 | 21.58 | 26.52 | 36.63 | 767.94 | 21.58 | 26.52 | 36.63
45011 | 45011 | 32 mm ..................................................................................................................................................................................... | [17 empty] | 881.11 |  |  |  | 22.11 |  |  | 27.19 | 41.00 |  | 45011 |  |  |  | 45011 | 881.11 22.11 27.19 41.00 45011 | 881.11 | 22.11 | 27.19 | 41 | 881.11 | 22.11 | 27.19 | 41
45012 | 45012 | 40 mm...................................................................................................................................................................................... | [17 empty] | 1,010.44 |  |  |  | 22.63 |  |  | 27.61 | 43.12 |  | 45012 |  |  |  | 45012 | 1,010.44 22.63 27.61 43.12 45012 | 1010.44 | 22.63 | 27.61 | 43.12 | 1010.44 | 22.63 | 27.61 | 43.12
45013 | 45013 | 50 mm...................................................................................................................................................................................... | [17 empty] | 1,077.81 |  |  |  | 23.57 |  |  | 28.52 | 46.35 |  | 45013 |  |  |  | 45013 | 1,077.81 23.57 28.52 46.35 45013 | 1077.81 | 23.57 | 28.52 | 46.35 | 1077.81 | 23.57 | 28.52 | 46.35
45014 | 45014 | 65 mm...................................................................................................................................................................................... | [17 empty] | 1,414.62 |  |  |  | 24.05 |  |  | 29.43 | 48.50 |  | 45014 |  |  |  | 45014 | 1,414.62 24.05 29.43 48.50 45014 | 1414.62 | 24.05 | 29.43 | 48.5 | 1414.62 | 24.05 | 29.43 | 48.5
45015 | 45015 | 80 mm...................................................................................................................................................................................... | [17 empty] | 1,616.71 |  |  |  | 26.36 |  |  | 31.31 | 52.81 |  | 45015 |  |  |  | 45015 | 1,616.71 26.36 31.31 52.81 45015 | 1616.71 | 26.36 | 31.31 | 52.81 | 1616.71 | 26.36 | 31.31 | 52.81
45016 | 45016 | 100 mm.................................................................................................................................................................................... | [17 empty] | 2,357.70 |  |  |  | 27.73 |  |  | 32.74 | 54.97 |  | 45016 |  |  |  | 45016 | 2,357.70 27.73 32.74 54.97 45016 | 2357.7 | 27.73 | 32.74 | 54.97 | 2357.7 | 27.73 | 32.74 | 54.97
45017 | 45017 | 150 mm.................................................................................................................................................................................... | [17 empty] | 4,378.59 |  |  |  | 35.31 |  |  | 40.42 | 67.90 |  | 45017 |  |  |  | 45017 | 4,378.59 35.31 40.42 67.90 45017 | 4378.59 | 35.31 | 40.42 | 67.9 | 4378.59 | 35.31 | 40.42 | 67.9
45018 | 45018 | 200 mm.................................................................................................................................................................................... | [17 empty] | 6,062.66 |  |  |  | 42.28 |  |  | 47.46 | 77.61 |  | 45018 |  |  |  | 45018 | 6,062.66 42.28 47.46 77.61 45018 | 6062.66 | 42.28 | 47.46 | 77.61 | 6062.66 | 42.28 | 47.46 | 77.61
45/6
45 | 45 | SWIMMING POOL WATER TREATMENT INSTALLATION | [16 empty] | 45
| Item | Item
| VALVES, PIPE WORKS AND ACCESSORIES (CONT'D) | [16 empty] | Take | [7 empty] | Take
| Supply | [22 empty] | down |  | down |  | Fix
| and | [22 empty] | and |  | and set |  | only
| Globe valves for sea water application 316 stainless steel : - | [14 empty] | fix | [7 empty] | clear |  | aside for
| away | [24 empty] | re-use
| A | [22 empty] | B |  | C |  | D
| Each |  |  | $ | [19 empty] | $ |  | $ |  | $
45019 | 45019 | 25 mm ..................................................................................................................................................................................... | [17 empty] | 309.87 |  |  |  | 21.58 |  |  | 26.52 | 36.63 |  | 45019 |  |  |  | 45019 | 309.87 21.58 26.52 36.63 45019 | 309.87 | 21.58 | 26.52 | 36.63 | 309.87 | 21.58 | 26.52 | 36.63
45020 | 45020 | 32 mm ..................................................................................................................................................................................... | [17 empty] | 424.39 |  |  |  | 22.11 |  |  | 27.19 | 41.00 |  | 45020 |  |  |  | 45020 | 424.39 22.11 27.19 41.00 45020 | 424.39 | 22.11 | 27.19 | 41 | 424.39 | 22.11 | 27.19 | 41
45021 | 45021 | 40 mm...................................................................................................................................................................................... | [17 empty] | 525.43 |  |  |  | 22.63 |  |  | 27.61 | 43.12 |  | 45021 |  |  |  | 45021 | 525.43 22.63 27.61 43.12 45021 | 525.43 | 22.63 | 27.61 | 43.12 | 525.43 | 22.63 | 27.61 | 43.12
45022 | 45022 | 50 mm...................................................................................................................................................................................... | [17 empty] | 653.42 |  |  |  | 23.57 |  |  | 28.52 | 46.35 |  | 45022 |  |  |  | 45022 | 653.42 23.57 28.52 46.35 45022 | 653.42 | 23.57 | 28.52 | 46.35 | 653.42 | 23.57 | 28.52 | 46.35
45023 | 45023 | 65 mm...................................................................................................................................................................................... | [17 empty] | 4,378.59 |  |  |  | 24.05 |  |  | 29.43 | 48.50 |  | 45023 |  |  |  | 45023 | 4,378.59 24.05 29.43 48.50 45023 | 4378.59 | 24.05 | 29.43 | 48.5 | 4378.59 | 24.05 | 29.43 | 48.5
45024 | 45024 | 80 mm...................................................................................................................................................................................... | [17 empty] | 5,927.94 |  |  |  | 26.36 |  |  | 31.31 | 52.81 |  | 45024 |  |  |  | 45024 | 5,927.94 26.36 31.31 52.81 45024 | 5927.94 | 26.36 | 31.31 | 52.81 | 5927.94 | 26.36 | 31.31 | 52.81
45025 | 45025 | 100 mm.................................................................................................................................................................................... | [17 empty] | 9,228.72 |  |  |  | 27.73 |  |  | 32.74 | 54.97 |  | 45025 |  |  |  | 45025 | 9,228.72 27.73 32.74 54.97 45025 | 9228.72 | 27.73 | 32.74 | 54.97 | 9228.72 | 27.73 | 32.74 | 54.97
45026 | 45026 | 150 mm.................................................................................................................................................................................... | [17 empty] | 18,524.80 |  |  |  | 35.31 |  |  | 40.42 | 67.90 |  | 45026 |  |  |  | 45026 | 18,524.80 35.31 40.42 67.90 45026 | 18524.8 | 35.31 | 40.42 | 67.9 | 18524.8 | 35.31 | 40.42 | 67.9
45027 | 45027 | 200 mm.................................................................................................................................................................................... | [17 empty] | 29,639.69 |  |  |  | 42.28 |  |  | 47.46 | 77.61 |  | 45027 |  |  |  | 45027 | 29,639.69 42.28 47.46 77.61 45027 | 29639.69 | 42.28 | 47.46 | 77.61 | 29639.69 | 42.28 | 47.46 | 77.61
Motorized valves for sea water application 316 stainless steel : -
Each
45028 | 45028 | 40 mm...................................................................................................................................................................................... | [17 empty] | 3,368.15 |  |  |  | 31.83 |  |  | 38.79 | 61.44 |  | 45028 |  |  |  | 45028 | 3,368.15 31.83 38.79 61.44 45028 | 3368.15 | 31.83 | 38.79 | 61.44 | 3368.15 | 31.83 | 38.79 | 61.44
45029 | 45029 | 65 mm...................................................................................................................................................................................... | [17 empty] | 6,736.29 |  |  |  | 33.92 |  |  | 41.44 | 66.83 |  | 45029 |  |  |  | 45029 | 6,736.29 33.92 41.44 66.83 45029 | 6736.29 | 33.92 | 41.44 | 66.83 | 6736.29 | 33.92 | 41.44 | 66.83
45030 | 45030 | 80 mm...................................................................................................................................................................................... | [17 empty] | 7,073.11 |  |  |  | 37.11 |  |  | 44.00 | 72.22 |  | 45030 |  |  |  | 45030 | 7,073.11 37.11 44.00 72.22 45030 | 7073.11 | 37.11 | 44 | 72.22 | 7073.11 | 37.11 | 44 | 72.22
45031 | 45031 | 100 mm.................................................................................................................................................................................... | [17 empty] | 7,409.92 |  |  |  | 38.89 |  |  | 45.96 | 75.45 |  | 45031 |  |  |  | 45031 | 7,409.92 38.89 45.96 75.45 45031 | 7409.92 | 38.89 | 45.96 | 75.45 | 7409.92 | 38.89 | 45.96 | 75.45
45032 | 45032 | 150 mm.................................................................................................................................................................................... | [17 empty] | 8,757.18 |  |  |  | 46.36 |  |  | 54.70 | 90.53 |  | 45032 |  |  |  | 45032 | 8,757.18 46.36 54.70 90.53 45032 | 8757.18 | 46.36 | 54.7 | 90.53 | 8757.18 | 46.36 | 54.7 | 90.53
45033 | 45033 | 200 mm.................................................................................................................................................................................... | [17 empty] | 12,125.33 |  |  |  | 48.94 |  |  | 56.26 | 94.84 |  | 45033 |  |  |  | 45033 | 12,125.33 48.94 56.26 94.84 45033 | 12125.33 | 48.94 | 56.26 | 94.84 | 12125.33 | 48.94 | 56.26 | 94.84
45/7
45 | 45 | SWIMMING POOL WATER TREATMENT INSTALLATION | [16 empty] | 45
| Item | Item
| VALVES, PIPE WORKS AND ACCESSORIES (CONT'D) | [16 empty] | Take | [7 empty] | Take
| Supply | [22 empty] | down |  | down |  | Fix
| and | [22 empty] | and |  | and set |  | only
| Butterfly valves : ductile iron body ; 316 stainless steel disc & shaft : - | [16 empty] | fix | [5 empty] | clear |  | aside for
| away | [24 empty] | re-use
| A | [22 empty] | B |  | C |  | D
| Each |  |  | $ | [19 empty] | $ |  | $ |  | $
45034 | 45034 | 25 mm...................................................................................................................................................................................... | [17 empty] | 493.99 |  |  |  | 19.93 |  |  | 24.50 | 34.50 |  | 45034 |  |  |  | 45034 | 493.99 19.93 24.50 34.50 45034 | 493.99 | 19.93 | 24.5 | 34.5 | 493.99 | 19.93 | 24.5 | 34.5
45035 | 45035 | 32 mm...................................................................................................................................................................................... | [17 empty] | 525.43 |  |  |  | 20.38 |  |  | 25.09 | 37.71 |  | 45035 |  |  |  | 45035 | 525.43 20.38 25.09 37.71 45035 | 525.43 | 20.38 | 25.09 | 37.71 | 525.43 | 20.38 | 25.09 | 37.71
45036 | 45036 | 40 mm...................................................................................................................................................................................... | [17 empty] | 561.36 |  |  |  | 20.88 |  |  | 25.50 | 39.92 |  | 45036 |  |  |  | 45036 | 561.36 20.88 25.50 39.92 45036 | 561.36 | 20.88 | 25.5 | 39.92 | 561.36 | 20.88 | 25.5 | 39.92
45037 | 45037 | 50 mm...................................................................................................................................................................................... | [17 empty] | 606.27 |  |  |  | 21.77 |  |  | 26.35 | 43.12 |  | 45037 |  |  |  | 45037 | 606.27 21.77 26.35 43.12 45037 | 606.27 | 21.77 | 26.35 | 43.12 | 606.27 | 21.77 | 26.35 | 43.12
45038 | 45038 | 65 mm...................................................................................................................................................................................... | [17 empty] | 673.63 |  |  |  | 22.22 |  |  | 27.21 | 44.21 |  | 45038 |  |  |  | 45038 | 673.63 22.22 27.21 44.21 45038 | 673.63 | 22.22 | 27.21 | 44.21 | 673.63 | 22.22 | 27.21 | 44.21
45039 | 45039 | 80 mm...................................................................................................................................................................................... | [17 empty] | 808.36 |  |  |  | 24.35 |  |  | 28.95 | 48.50 |  | 45039 |  |  |  | 45039 | 808.36 24.35 28.95 48.50 45039 | 808.36 | 24.35 | 28.95 | 48.5 | 808.36 | 24.35 | 28.95 | 48.5
45040 | 45040 | 100 mm.................................................................................................................................................................................... | [17 empty] | 1,145.17 |  |  |  | 25.60 |  |  | 30.20 | 50.69 |  | 45040 |  |  |  | 45040 | 1,145.17 25.60 30.20 50.69 45040 | 1145.17 | 25.6 | 30.2 | 50.69 | 1145.17 | 25.6 | 30.2 | 50.69
45041 | 45041 | 150 mm.................................................................................................................................................................................... | [17 empty] | 1,684.07 |  |  |  | 32.58 |  |  | 37.31 | 61.44 |  | 45041 |  |  |  | 45041 | 1,684.07 32.58 37.31 61.44 45041 | 1684.07 | 32.58 | 37.31 | 61.44 | 1684.07 | 32.58 | 37.31 | 61.44
45042 | 45042 | 200 mm.................................................................................................................................................................................... | [17 empty] | 3,502.87 |  |  |  | 40.39 |  |  | 45.44 | 64.68 |  | 45042 |  |  |  | 45042 | 3,502.87 40.39 45.44 64.68 45042 | 3502.87 | 40.39 | 45.44 | 64.68 | 3502.87 | 40.39 | 45.44 | 64.68
Check valves for sea water application 316 stainless steel : -
Each
45043 | 45043 | 25 mm...................................................................................................................................................................................... | [17 empty] | 282.92 |  |  |  | 21.58 |  |  | 26.52 | 36.63 |  | 45043 |  |  |  | 45043 | 282.92 21.58 26.52 36.63 45043 | 282.92 | 21.58 | 26.52 | 36.63 | 282.92 | 21.58 | 26.52 | 36.63
45044 | 45044 | 32 mm...................................................................................................................................................................................... | [17 empty] | 410.91 |  |  |  | 22.11 |  |  | 27.21 | 41.00 |  | 45044 |  |  |  | 45044 | 410.91 22.11 27.21 41.00 45044 | 410.91 | 22.11 | 27.21 | 41 | 410.91 | 22.11 | 27.21 | 41
45045 | 45045 | 40 mm...................................................................................................................................................................................... | [17 empty] | 538.90 |  |  |  | 22.63 |  |  | 27.61 | 43.12 |  | 45045 |  |  |  | 45045 | 538.90 22.63 27.61 43.12 45045 | 538.9 | 22.63 | 27.61 | 43.12 | 538.9 | 22.63 | 27.61 | 43.12
45046 | 45046 | 50 mm...................................................................................................................................................................................... | [17 empty] | 707.31 |  |  |  | 23.57 |  |  | 28.52 | 46.35 |  | 45046 |  |  |  | 45046 | 707.31 23.57 28.52 46.35 45046 | 707.31 | 23.57 | 28.52 | 46.35 | 707.31 | 23.57 | 28.52 | 46.35
45047 | 45047 | 65 mm...................................................................................................................................................................................... | [17 empty] | 2,155.61 |  |  |  | 24.05 |  |  | 29.43 | 48.50 |  | 45047 |  |  |  | 45047 | 2,155.61 24.05 29.43 48.50 45047 | 2155.61 | 24.05 | 29.43 | 48.5 | 2155.61 | 24.05 | 29.43 | 48.5
45048 | 45048 | 80 mm...................................................................................................................................................................................... | [17 empty] | 2,425.07 |  |  |  | 26.36 |  |  | 31.31 | 52.81 |  | 45048 |  |  |  | 45048 | 2,425.07 26.36 31.31 52.81 45048 | 2425.07 | 26.36 | 31.31 | 52.81 | 2425.07 | 26.36 | 31.31 | 52.81
45049 | 45049 | 100 mm.................................................................................................................................................................................... | [17 empty] | 3,098.69 |  |  |  | 27.73 |  |  | 32.74 | 54.97 |  | 45049 |  |  |  | 45049 | 3,098.69 27.73 32.74 54.97 45049 | 3098.69 | 27.73 | 32.74 | 54.97 | 3098.69 | 27.73 | 32.74 | 54.97
45050 | 45050 | 150 mm.................................................................................................................................................................................... | [17 empty] | 5,321.67 |  |  |  | 35.31 |  |  | 40.42 | 67.90 |  | 45050 |  |  |  | 45050 | 5,321.67 35.31 40.42 67.90 45050 | 5321.67 | 35.31 | 40.42 | 67.9 | 5321.67 | 35.31 | 40.42 | 67.9
45051 | 45051 | 200 mm.................................................................................................................................................................................... | [17 empty] | 10,104.44 |  |  |  | 42.28 |  |  | 47.46 | 77.61 |  | 45051 |  |  |  | 45051 | 10,104.44 42.28 47.46 77.61 45051 | 10104.44 | 42.28 | 47.46 | 77.61 | 10104.44 | 42.28 | 47.46 | 77.61
45/8
45 | 45 | SWIMMING POOL WATER TREATMENT INSTALLATION | [16 empty] | 45
| Item | Item
| VALVES, PIPE WORKS AND ACCESSORIES (CONT'D) | [16 empty] | Take | [7 empty] | Take
| Supply | [22 empty] | down |  | down |  | Fix
| and | [22 empty] | and |  | and set |  | only
| UPVC pipes and fittings : BS EN 1452 ; solvent or flanged joints, and c/w all accessories | [17 empty] | fix |  |  |  |  | clear |  | aside for
| Pipework and fittings : - | [5 empty] | away | [18 empty] | re-use
| A | [22 empty] | B |  | C |  | D
| Per linear metre |  |  |  |  | $ | [17 empty] | $ |  | $ |  | $
45052 | 45052 | 25 mm diameter....................................................................................................................................................................... | [17 empty] | 78.43 |  |  |  | 22.97 |  |  | 26.49 | 49.59 |  | 45052 |  |  |  | 45052 | 78.43 22.97 26.49 49.59 45052 | 78.43 | 22.97 | 26.49 | 49.59 | 78.43 | 22.97 | 26.49 | 49.59
45053 | 45053 | 32 mm diameter....................................................................................................................................................................... | [17 empty] | 101.04 |  |  |  | 26.94 |  |  | 29.37 | 52.81 |  | 45053 |  |  |  | 45053 | 101.04 26.94 29.37 52.81 45053 | 101.04 | 26.94 | 29.37 | 52.81 | 101.04 | 26.94 | 29.37 | 52.81
45054 | 45054 | 40 mm diameter....................................................................................................................................................................... | [17 empty] | 168.41 |  |  |  | 29.29 |  |  | 31.81 | 57.12 |  | 45054 |  |  |  | 45054 | 168.41 29.29 31.81 57.12 45054 | 168.41 | 29.29 | 31.81 | 57.12 | 168.41 | 29.29 | 31.81 | 57.12
45055 | 45055 | 50 mm diameter....................................................................................................................................................................... | [17 empty] | 255.98 |  |  |  | 33.03 |  |  | 38.29 | 64.68 |  | 45055 |  |  |  | 45055 | 255.98 33.03 38.29 64.68 45055 | 255.98 | 33.03 | 38.29 | 64.68 | 255.98 | 33.03 | 38.29 | 64.68
45056 | 45056 | 65 mm diameter....................................................................................................................................................................... | [17 empty] | 282.92 |  |  |  | 38.91 |  |  | 40.11 | 80.83 |  | 45056 |  |  |  | 45056 | 282.92 38.91 40.11 80.83 45056 | 282.92 | 38.91 | 40.11 | 80.83 | 282.92 | 38.91 | 40.11 | 80.83
45057 | 45057 | 80 mm diameter....................................................................................................................................................................... | [17 empty] | 370.50 |  |  |  | 41.17 |  |  | 44.73 | 87.57 |  | 45057 |  |  |  | 45057 | 370.50 41.17 44.73 87.57 45057 | 370.5 | 41.17 | 44.73 | 87.57 | 370.5 | 41.17 | 44.73 | 87.57
45058 | 45058 | 100 mm diameter.................................................................................................................................................................... | [17 empty] | 404.18 |  |  |  | 44.78 |  |  | 52.87 | 101.04 |  | 45058 |  |  |  | 45058 | 404.18 44.78 52.87 101.04 45058 | 404.18 | 44.78 | 52.87 | 101.04 | 404.18 | 44.78 | 52.87 | 101.04
45059 | 45059 | 150 mm diameter.................................................................................................................................................................... | [17 empty] | 505.22 |  |  |  | 62.73 |  |  | 67.68 | 134.73 |  | 45059 |  |  |  | 45059 | 505.22 62.73 67.68 134.73 45059 | 505.22 | 62.73 | 67.68 | 134.73 | 505.22 | 62.73 | 67.68 | 134.73
45060 | 45060 | 200 mm diameter.................................................................................................................................................................... | [17 empty] | 606.27 |  |  |  | 72.64 |  |  | 78.45 | 202.09 |  | 45060 |  |  |  | 45060 | 606.27 72.64 78.45 202.09 45060 | 606.27 | 72.64 | 78.45 | 202.09 | 606.27 | 72.64 | 78.45 | 202.09
45061 | 45061 | 250 mm diameter.................................................................................................................................................................... | [17 empty] | 1,347.26 |  |  |  | 85.92 |  |  | 91.85 | 336.81 |  | 45061 |  |  |  | 45061 | 1,347.26 85.92 91.85 336.81 45061 | 1347.26 | 85.92 | 91.85 | 336.81 | 1347.26 | 85.92 | 91.85 | 336.81
45062 | 45062 | 300 mm diameter.................................................................................................................................................................... | [17 empty] | 2,559.79 |  |  |  | 95.06 |  |  | 99.63 | 437.86 |  | 45062 |  |  |  | 45062 | 2,559.79 95.06 99.63 437.86 45062 | 2559.79 | 95.06 | 99.63 | 437.86 | 2559.79 | 95.06 | 99.63 | 437.86
Bucket-type strainer c/w all accessories : -
Each
45063 | 45063 | 40 mm, bronze......................................................................................................................................................................... | [17 empty] | 1,370.82 |  |  |  | 20.54 |  |  | 24.90 | 39.89 |  | 45063 |  |  |  | 45063 | 1,370.82 20.54 24.90 39.89 45063 | 1370.82 | 20.54 | 24.9 | 39.89 | 1370.82 | 20.54 | 24.9 | 39.89
45064 | 45064 | 50 mm, bronze......................................................................................................................................................................... | [17 empty] | 1,684.07 |  |  |  | 20.93 |  |  | 25.32 | 40.98 |  | 45064 |  |  |  | 45064 | 1,684.07 20.93 25.32 40.98 45064 | 1684.07 | 20.93 | 25.32 | 40.98 | 1684.07 | 20.93 | 25.32 | 40.98
45065 | 45065 | 65 mm, cast iron...................................................................................................................................................................... | [17 empty] | 2,155.61 |  |  |  | 21.88 |  |  | 26.21 | 43.12 |  | 45065 |  |  |  | 45065 | 2,155.61 21.88 26.21 43.12 45065 | 2155.61 | 21.88 | 26.21 | 43.12 | 2155.61 | 21.88 | 26.21 | 43.12
45066 | 45066 | 80 mm, cast iron...................................................................................................................................................................... | [17 empty] | 2,896.61 |  |  |  | 23.40 |  |  | 27.77 | 46.35 |  | 45066 |  |  |  | 45066 | 2,896.61 23.40 27.77 46.35 45066 | 2896.61 | 23.4 | 27.77 | 46.35 | 2896.61 | 23.4 | 27.77 | 46.35
45067 | 45067 | 100 mm, cast iron.................................................................................................................................................................... | [17 empty] | 4,311.23 |  |  |  | 24.60 |  |  | 29.06 | 48.50 |  | 45067 |  |  |  | 45067 | 4,311.23 24.60 29.06 48.50 45067 | 4311.23 | 24.6 | 29.06 | 48.5 | 4311.23 | 24.6 | 29.06 | 48.5
45068 | 45068 | 150 mm, cast iron.................................................................................................................................................................... | [17 empty] | 9,296.08 |  |  |  | 31.31 |  |  | 35.86 | 59.28 |  | 45068 |  |  |  | 45068 | 9,296.08 31.31 35.86 59.28 45068 | 9296.08 | 31.31 | 35.86 | 59.28 | 9296.08 | 31.31 | 35.86 | 59.28
45069 | 45069 | 200 mm, cast iron.................................................................................................................................................................... | [17 empty] | 13,472.59 |  |  |  | 39.72 |  |  | 43.92 | 70.06 |  | 45069 |  |  |  | 45069 | 13,472.59 39.72 43.92 70.06 45069 | 13472.59 | 39.72 | 43.92 | 70.06 | 13472.59 | 39.72 | 43.92 | 70.06
45/9
45 | 45 | SWIMMING POOL WATER TREATMENT INSTALLATION | [16 empty] | 45
| Item | Item
| VALVES, PIPE WORKS AND ACCESSORIES (CONT'D) | [16 empty] | Take | [7 empty] | Take
| Supply | [22 empty] | down |  | down |  | Fix
| and | [22 empty] | and |  | and set |  | only
| Sundries : - |  |  |  | fix | [18 empty] | clear |  | aside for
| away | [24 empty] | re-use
| A | [22 empty] | B |  | C |  | D
| Each |  |  | $ | [19 empty] | $ |  | $ |  | $
45070 | 45070 | Pressure gauge with cock, c/w all accessories........................................................................................................................ | [17 empty] | 269.45 |  |  |  | 4.29 |  |  | 6.47 | 11.85 |  | 45070 |  |  |  | 45070 | 269.45 4.29 6.47 11.85 45070 | 269.45 | 4.29 | 6.47 | 11.85 | 269.45 | 4.29 | 6.47 | 11.85
45071 | 45071 | Direct reading water flow meters c/w all accessories............................................................................................................ | [17 empty] | 7,911.65 |  |  |  | 36.63 |  |  | 39.92 | 74.37 |  | 45071 |  |  |  | 45071 | 7,911.65 36.63 39.92 74.37 45071 | 7911.65 | 36.63 | 39.92 | 74.37 | 7911.65 | 36.63 | 39.92 | 74.37
PUMPS
Centrifugal end suction type pumps
Pumps sets ; bronze/ cast iron casings and bronze impellers ; direct driven by motors ;
water seal connection ; vents ; drain ; priming plug ; associated pipeworks and
anti-vibration mountings ; adjacent emergency stops ; all necessary components and
accessories : -
Per set
45072 | 45072 | Up to 5 kW.............................................................................................................................................................................. | [17 empty] | 11,114.88 |  |  |  | 101.32 |  |  | 135.81 | 576.66 |  | 45072 |  |  |  | 45072 | 11,114.88 101.32 135.81 576.66 45072 | 11114.88 | 101.32 | 135.81 | 576.66 | 11114.88 | 101.32 | 135.81 | 576.66
45073 | 45073 | 5 - 10 kW................................................................................................................................................................................. | [17 empty] | 13,472.59 |  |  |  | 108.87 |  |  | 143.35 | 848.27 |  | 45073 |  |  |  | 45073 | 13,472.59 108.87 143.35 848.27 45073 | 13472.59 | 108.87 | 143.35 | 848.27 | 13472.59 | 108.87 | 143.35 | 848.27
45074 | 45074 | 10 - 15 kW............................................................................................................................................................................... | [17 empty] | 16,840.73 |  |  |  | 115.33 |  |  | 150.90 | 939.89 |  | 45074 |  |  |  | 45074 | 16,840.73 115.33 150.90 939.89 45074 | 16840.73 | 115.33 | 150.9 | 939.89 | 16840.73 | 115.33 | 150.9 | 939.89
45075 | 45075 | 15 - 20 kW............................................................................................................................................................................... | [17 empty] | 18,861.62 |  |  |  | 121.83 |  |  | 156.29 | 1,095.10 |  | 45075 |  |  |  | 45075 | 18,861.62 121.83 156.29 1,095.10 45075 | 18861.62 | 121.83 | 156.29 | 1095.1 | 18861.62 | 121.83 | 156.29 | 1095.1
45076 | 45076 | 20 - 30 kW............................................................................................................................................................................... | [17 empty] | 22,903.39 |  |  |  | 128.26 |  |  | 163.85 | 1,200.73 |  | 45076 |  |  |  | 45076 | 22,903.39 128.26 163.85 1,200.73 45076 | 22903.39 | 128.26 | 163.85 | 1200.73 | 22903.39 | 128.26 | 163.85 | 1200.73
45077 | 45077 | 30 - 50 kW............................................................................................................................................................................... | [17 empty] | 28,292.43 |  |  |  | 135.81 |  |  | 171.36 | 1,308.52 |  | 45077 |  |  |  | 45077 | 28,292.43 135.81 171.36 1,308.52 45077 | 28292.43 | 135.81 | 171.36 | 1308.52 | 28292.43 | 135.81 | 171.36 | 1308.52
45/10
45 | 45 | SWIMMING POOL WATER TREATMENT INSTALLATION | [16 empty] | 45
| Item | Item
SAND FILTER TANKS
| Sand filters : mild steel electrically welded shell with epoxy coating ; c/w supported | [17 empty] | Take | [6 empty] | Take
| nozzles, balance tanks ; nozzle plates and filtering media supports ; internal distribution | [17 empty] | Supply |  |  |  |  | down |  | down |  | Fix
| and draw-off trough ; flanged inlets and outlets ; wash-in ; drain and air connections ; | [17 empty] | and |  |  |  |  | and |  | and set |  | only
| manholes ; necessary filtering media ; filter supporting feet ; backwash facilities and all | [17 empty] | fix |  |  |  |  | clear |  | aside for
| necessary accessories : - | [5 empty] | away | [18 empty] | re-use
Equipment flow rate, capacity : -
| A | [22 empty] | B |  | C |  | D
| Each |  |  | $ | [19 empty] | $ |  | $ |  | $
45078 | 45078 | Up to 30 m³/ hr........................................................................................................................................................................ | [17 empty] | 10,104.44 |  |  |  | 558.66 |  |  | 700.36 | 1,347.26 |  | 45078 |  |  |  | 45078 | 10,104.44 558.66 700.36 1,347.26 45078 | 10104.44 | 558.66 | 700.36 | 1347.26 | 10104.44 | 558.66 | 700.36 | 1347.26
45079 | 45079 | 30 - 60 m³/ hr........................................................................................................................................................................... | [17 empty] | 26,945.17 1,396.64 1,750.87 | [7 empty] | 3,368.15 |  | 45079 |  |  |  | 45079 | 26,945.17 1,396.64 1,750.87 3,368.15 45079 | 26945.17 | 1396.64 | 1750.87 | 3368.15 | 26945.17 | 1396.64 | 1750.87 | 3368.15
45080 | 45080 | 60 - 90 m³/ hr........................................................................................................................................................................... | [17 empty] | 43,785.90 2,234.61 2,801.37 | [7 empty] | 5,389.03 |  | 45080 |  |  |  | 45080 | 43,785.90 2,234.61 2,801.37 5,389.03 45080 | 43785.9 | 2234.61 | 2801.37 | 5389.03 | 43785.9 | 2234.61 | 2801.37 | 5389.03
45081 | 45081 | 90 - 120 m³/ hr......................................................................................................................................................................... | [17 empty] | 74,099.22 2,776.22 3,718.85 | [7 empty] | 6,736.29 |  | 45081 |  |  |  | 45081 | 74,099.22 2,776.22 3,718.85 6,736.29 45081 | 74099.22 | 2776.22 | 3718.85 | 6736.29 | 74099.22 | 2776.22 | 3718.85 | 6736.29
45082 | 45082 | 120 - 150 m³/ hr....................................................................................................................................................................... | [17 empty] | 10,104.44 4,164.30 5,578.25 10,104.44 | [9 empty] | 45082 |  |  |  | 45082 | 10,104.44 4,164.30 5,578.25 10,104.44 45082 | 10104.44 | 4164.3 | 5578.25 | 10104.44 | 10104.44 | 4164.3 | 5578.25 | 10104.44
(The actual rate should be : $101,044.40 for Item 45082A)
45083 | 45083 | 150 - 180 m³/ hr....................................................................................................................................................................... | [17 empty] | 13,472.59 7,773.41 10,412.73 18,861.62 | [9 empty] | 45083 |  |  |  | 45083 | 13,472.59 7,773.41 10,412.73 18,861.62 45083 | 13472.59 | 7773.41 | 10412.73 | #VALUE! | 13472.59 | 7773.41 | 10412.73 | -
(The actual rate should be : $134,725.90 for Item 45083A)
Per cubic metre per hour
45084 | 45084 | Extra over Item 45083 for each additional flow rate in m³/ hr of sand filter......................................................................... | [17 empty] | 2,233.43 |  |  |  | 18.35 |  |  | 24.79 | 75.45 |  | 45084 |  |  |  | 45084 | 2,233.43 18.35 24.79 75.45 45084 | 2233.43 | 18.35 | 24.79 | 75.45 | 2233.43 | 18.35 | 24.79 | 75.45
45/11
45 | 45 | SWIMMING POOL WATER TREATMENT INSTALLATION | [16 empty] | 45
| Item | Item
CARBON FILTER TANKS
| Carbon filter tanks : mild steel electrically welded with epoxy coating c/w supported | [17 empty] | Take | [6 empty] | Take
| nozzles, nozzle plates : and filtering media supports ; internal distribution and draw-off | [17 empty] | Supply |  |  |  |  | down |  | down |  | Fix
| trough ; flanged inlets and outlets ; wash-in ; drain and air connections ; manholes ; | [17 empty] | and |  |  |  |  | and |  | and set |  | only
| necessary filtering media ; maintenance platform; supports and all necessary accessories : - | [17 empty] | fix |  |  |  |  | clear |  | aside for
| away | [24 empty] | re-use
Equipment volume : -
| A | [22 empty] | B |  | C |  | D
| Each |  |  | $ | [19 empty] | $ |  | $ |  | $
45085 | 45085 | Up to 2 m³................................................................................................................................................................................ | [17 empty] | 40,417.76 1,490.67 1,692.23 | [7 empty] | 4,569.03 |  | 45085 |  |  |  | 45085 | 40,417.76 1,490.67 1,692.23 4,569.03 45085 | 40417.76 | 1490.67 | 1692.23 | 4569.03 | 40417.76 | 1490.67 | 1692.23 | 4569.03
45086 | 45086 | 2 - 5 m³.................................................................................................................................................................................... | [17 empty] | 67,362.93 2,182.65 2,950.06 | [7 empty] | 9,013.00 |  | 45086 |  |  |  | 45086 | 67,362.93 2,182.65 2,950.06 9,013.00 45086 | 67362.93 | 2182.65 | 2950.06 | 9013 | 67362.93 | 2182.65 | 2950.06 | 9013
45087 | 45087 | 5 - 10 m³.................................................................................................................................................................................. | [17 empty] | 13,472.59 3,462.06 4,204.71 14,621.07 | [9 empty] | 45087 |  |  |  | 45087 | 13,472.59 3,462.06 4,204.71 14,621.07 45087 | 13472.59 | 3462.06 | 4204.71 | 14621.07 | 13472.59 | 3462.06 | 4204.71 | 14621.07
(The actual rate should be : $134,725.90 for Item 45087A)
45088 | 45088 | 10 - 15 m³................................................................................................................................................................................ | [17 empty] | 23,577.02 4,301.72 5,465.79 19,100.64 | [9 empty] | 45088 |  |  |  | 45088 | 23,577.02 4,301.72 5,465.79 19,100.64 45088 | 23577.02 | 4301.72 | 5465.79 | 19100.64 | 23577.02 | 4301.72 | 5465.79 | 19100.64
(The actual rate should be : $235,770.20 for Item 45088A)
45089 | 45089 | 15 - 20 m³................................................................................................................................................................................ | [17 empty] | 35,028.72 5,472.26 6,648.21 21,727.37 | [9 empty] | 45089 |  |  |  | 45089 | 35,028.72 5,472.26 6,648.21 21,727.37 45089 | 35028.72 | 5472.26 | 6648.21 | 21727.37 | 35028.72 | 5472.26 | 6648.21 | 21727.37
(The actual rate should be : $350,287.20 for Item 45089A)
45090 | 45090 | 20 - 25 m³................................................................................................................................................................................ | [17 empty] | 47,154.05 5,843.07 6,959.70 24,379.97 | [9 empty] | 45090 |  |  |  | 45090 | 47,154.05 5,843.07 6,959.70 24,379.97 45090 | 47154.05 | 5843.07 | 6959.7 | 24379.97 | 47154.05 | 5843.07 | 6959.7 | 24379.97
(The actual rate should be : $471,540.50 for Item 45090A)
45/12
45 | 45 | SWIMMING POOL WATER TREATMENT INSTALLATION | [16 empty] | 45
| Item | Item
OZONATORS
| Ozonator : Vacuum operated type: full vacuum unit ; Duty and standby air dryers ; | [17 empty] | Take | [6 empty] | Take
| Ozone generator ; High tension transformers ; Cartridge filters ; Softeners ; | [16 empty] | Supply | [5 empty] | down |  | down |  | Fix
| Water trap pots ; Control panels (control panels measured separately); associated pipings; | [17 empty] | and |  |  |  |  | and |  | and set |  | only
| wirings and control ; maintenance platform ; supports ; compact construction cabinet; | [17 empty] | fix |  |  |  |  | clear |  | aside for
| lockable doors and all necessary accessories : - | [11 empty] | away | [12 empty] | re-use
Capacity : -
| A | [22 empty] | B |  | C |  | D
| Per set |  |  | $ | [19 empty] | $ |  | $ |  | $
45091 | 45091 | Up to 50 g/ hr.......................................................................................................................................................................... | [17 empty] | 16,840.73 2,039.30 2,701.09 | [7 empty] | 7,745.45 |  | 45091 |  |  |  | 45091 | 16,840.73 2,039.30 2,701.09 7,745.45 45091 | 16840.73 | 2039.3 | 2701.09 | 7745.45 | 16840.73 | 2039.3 | 2701.09 | 7745.45
(The actual rate should be : $168,407.30 for Item 45091A)
45092 | 45092 | 50 - 100 g/ hr........................................................................................................................................................................... | [17 empty] | 25,597.91 2,756.07 3,181.81 10,513.39 | [9 empty] | 45092 |  |  |  | 45092 | 25,597.91 2,756.07 3,181.81 10,513.39 45092 | 25597.91 | 2756.07 | 3181.81 | 10513.39 | 25597.91 | 2756.07 | 3181.81 | 10513.39
(The actual rate should be : $255,979.10 for Item 45092A)
45093 | 45093 | 100 - 150 g/ hr......................................................................................................................................................................... | [17 empty] | 26,945.17 2,968.40 3,677.66 11,282.97 | [9 empty] | 45093 |  |  |  | 45093 | 26,945.17 2,968.40 3,677.66 11,282.97 45093 | 26945.17 | 2968.4 | 3677.66 | 11282.97 | 26945.17 | 2968.4 | 3677.66 | 11282.97
(The actual rate should be : $269,451.70 for Item 45093A)
45094 | 45094 | 150 - 200 g/ hr......................................................................................................................................................................... | [17 empty] | 32,334.20 3,224.94 4,075.36 13,302.86 | [9 empty] | 45094 |  |  |  | 45094 | 32,334.20 3,224.94 4,075.36 13,302.86 45094 | 32334.2 | 3224.94 | 4075.36 | 13302.86 | 32334.2 | 3224.94 | 4075.36 | 13302.86
(The actual rate should be : $323,342.00 for Item 45094A)
45095 | 45095 | 200 - 250 g/ hr......................................................................................................................................................................... | [17 empty] | 35,365.54 3,915.83 4,778.13 15,801.33 | [9 empty] | 45095 |  |  |  | 45095 | 35,365.54 3,915.83 4,778.13 15,801.33 45095 | 35365.54 | 3915.83 | 4778.13 | 15801.33 | 35365.54 | 3915.83 | 4778.13 | 15801.33
(The actual rate should be : $353,655.40 for Item 45095A)
45096 | 45096 | 250 - 300 g/ hr......................................................................................................................................................................... | [17 empty] | 45,806.79 4,490.34 5,349.38 16,754.14 | [9 empty] | 45096 |  |  |  | 45096 | 45,806.79 4,490.34 5,349.38 16,754.14 45096 | 45806.79 | 4490.34 | 5349.38 | 16754.14 | 45806.79 | 4490.34 | 5349.38 | 16754.14
(The actual rate should be : $458,067.90 for Item 45096A)
45/13
45 | 45 | SWIMMING POOL WATER TREATMENT INSTALLATION | [16 empty] | 45
| Item | Item
OZONATED WATER REACTION TANKS
| Take | [24 empty] | Take
| Ozonated water reaction tank : mild steel electrically welded shell with epoxy coating ; | [17 empty] | Supply |  |  |  |  | down |  | down |  | Fix
| c/w automatic air vents ; drains ; valves ; flow meters ; maintenance platform ; supports ; | [17 empty] | and |  |  |  |  | and |  | and set |  | only
| accessories and connections : - | [9 empty] | fix | [12 empty] | clear |  | aside for
| away | [24 empty] | re-use
Equipment volume : -
| A | [22 empty] | B |  | C |  | D
| Per cubic metre |  |  |  |  | $ | [17 empty] | $ |  | $ |  | $
45097 | 45097 | Up to 2 m³................................................................................................................................................................................ | [17 empty] | 33,681.46 1,284.80 1,846.36 | [7 empty] | 5,354.76 |  | 45097 |  |  |  | 45097 | 33,681.46 1,284.80 1,846.36 5,354.76 45097 | 33681.46 | 1284.8 | 1846.36 | 5354.76 | 33681.46 | 1284.8 | 1846.36 | 5354.76
45098 | 45098 | 2 - 5 m³.................................................................................................................................................................................... | [17 empty] | 57,258.49 2,214.98 2,848.77 | [7 empty] | 9,025.96 |  | 45098 |  |  |  | 45098 | 57,258.49 2,214.98 2,848.77 9,025.96 45098 | 57258.49 | 2214.98 | 2848.77 | 9025.96 | 57258.49 | 2214.98 | 2848.77 | 9025.96
45099 | 45099 | 5 - 10 m³.................................................................................................................................................................................. | [17 empty] | 11,451.70 3,331.66 4,118.47 13,598.22 | [9 empty] | 45099 |  |  |  | 45099 | 11,451.70 3,331.66 4,118.47 13,598.22 45099 | 11451.7 | 3331.66 | 4118.47 | 13598.22 | 11451.7 | 3331.66 | 4118.47 | 13598.22
(The actual rate should be : $114,517.00 for Item 45099A)
45100 | 45100 | 10 - 15 m³................................................................................................................................................................................ | [17 empty] | 20,208.88 4,280.16 5,332.11 18,068.07 | [9 empty] | 45100 |  |  |  | 45100 | 20,208.88 4,280.16 5,332.11 18,068.07 45100 | 20208.88 | 4280.16 | 5332.11 | 18068.07 | 20208.88 | 4280.16 | 5332.11 | 18068.07
(The actual rate should be : $202,088.80 for Item 45100A)
45101 | 45101 | 15 - 20 m³................................................................................................................................................................................ | [17 empty] | 32,671.02 5,402.20 6,499.45 22,128.33 | [9 empty] | 45101 |  |  |  | 45101 | 32,671.02 5,402.20 6,499.45 22,128.33 45101 | 32671.02 | 5402.2 | 6499.45 | 22128.33 | 32671.02 | 5402.2 | 6499.45 | 22128.33
(The actual rate should be : $326,710.20 for Item 45101A)
45102 | 45102 | 20 - 25 m³................................................................................................................................................................................ | [17 empty] | 43,785.90 5,857.05 7,025.44 24,249.57 | [9 empty] | 45102 |  |  |  | 45102 | 43,785.90 5,857.05 7,025.44 24,249.57 45102 | 43785.9 | 5857.05 | 7025.44 | 24249.57 | 43785.9 | 5857.05 | 7025.44 | 24249.57
(The actual rate should be : $437,859.00 for Item 45102A)
45/14
45 | 45 | SWIMMING POOL WATER TREATMENT INSTALLATION | [16 empty] | 45
| Item | Item
COMPRESSED AIR SUPPLY FOR BACKWASH SYSTEM
| Compressed air supply for backwash system : air compressors ; ancillary control | [16 empty] | Take | [7 empty] | Take
| accessories ; acoustic enclosure ; pipeworks and fittings ; all type of valves ; switches ; | [17 empty] | Supply |  |  |  |  | down |  | down |  | Fix
| pressure gauges ; connections ; controls and interlocks ; control panel (control panel | [17 empty] | and |  |  |  |  | and |  | and set |  | only
| measured separately) ; supports ; all necessary accessories : - | [14 empty] | fix | [7 empty] | clear |  | aside for
| away | [24 empty] | re-use
Displacement rate : -
| A | [22 empty] | B |  | C |  | D
| Per system |  |  |  | $ | [18 empty] | $ |  | $ |  | $
45103 | 45103 | Up to 50 m³/ hr........................................................................................................................................................................ | [17 empty] | 33,681.46 |  |  |  | 449.47 |  |  | 535.69 | 1,800.02 |  | 45103 |  |  |  | 45103 | 33,681.46 449.47 535.69 1,800.02 45103 | 33681.46 | 449.47 | 535.69 | 1800.02 | 33681.46 | 449.47 | 535.69 | 1800.02
45104 | 45104 | 50 - 100 m³/ hr......................................................................................................................................................................... | [17 empty] | 37,049.61 |  |  |  | 534.61 |  |  | 642.40 | 2,224.68 |  | 45104 |  |  |  | 45104 | 37,049.61 534.61 642.40 2,224.68 45104 | 37049.61 | 534.61 | 642.4 | 2224.68 | 37049.61 | 534.61 | 642.4 | 2224.68
45105 | 45105 | 100 - 150 m³/ hr....................................................................................................................................................................... | [17 empty] | 50,522.19 |  |  |  | 577.73 |  |  | 694.16 | 2,503.88 |  | 45105 |  |  |  | 45105 | 50,522.19 577.73 694.16 2,503.88 45105 | 50522.19 | 577.73 | 694.16 | 2503.88 | 50522.19 | 577.73 | 694.16 | 2503.88
45106 | 45106 | 150 - 200 m³/ hr....................................................................................................................................................................... | [17 empty] | 53,890.34 |  |  |  | 643.47 |  |  | 771.75 | 2,635.40 |  | 45106 |  |  |  | 45106 | 53,890.34 643.47 771.75 2,635.40 45106 | 53890.34 | 643.47 | 771.75 | 2635.4 | 53890.34 | 643.47 | 771.75 | 2635.4
45107 | 45107 | 200 - 250 m³/ hr....................................................................................................................................................................... | [17 empty] | 54,563.97 |  |  |  | 655.35 |  |  | 795.48 | 2,761.46 |  | 45107 |  |  |  | 45107 | 54,563.97 655.35 795.48 2,761.46 45107 | 54563.97 | 655.35 | 795.48 | 2761.46 | 54563.97 | 655.35 | 795.48 | 2761.46
45108 | 45108 | 250 - 300 m³/ hr....................................................................................................................................................................... | [17 empty] | 60,626.63 |  |  |  | 677.97 |  |  | 820.26 | 2,846.58 |  | 45108 |  |  |  | 45108 | 60,626.63 677.97 820.26 2,846.58 45108 | 60626.63 | 677.97 | 820.26 | 2846.58 | 60626.63 | 677.97 | 820.26 | 2846.58
45109 | 45109 | 300 - 350 m³/ hr....................................................................................................................................................................... | [17 empty] | 61,973.89 |  |  |  | 750.17 |  |  | 907.55 | 3,055.71 |  | 45109 |  |  |  | 45109 | 61,973.89 750.17 907.55 3,055.71 45109 | 61973.89 | 750.17 | 907.55 | 3055.71 | 61973.89 | 750.17 | 907.55 | 3055.71
45110 | 45110 | 350 - 400 m³/ hr....................................................................................................................................................................... | [17 empty] | 63,994.78 |  |  |  | 778.21 |  |  | 942.04 | 3,168.91 |  | 45110 |  |  |  | 45110 | 63,994.78 778.21 942.04 3,168.91 45110 | 63994.78 | 778.21 | 942.04 | 3168.91 | 63994.78 | 778.21 | 942.04 | 3168.91
45/15
Section 46
CRANE AND HOIST INSTALLATION
46 | 46 | CRANE AND HOIST INSTALLATION | [15 empty] | 46
SECTION 46
CRANE AND HOIST INSTALLATION
SPECIAL CONDITIONS
| Measurement |  |  | SC46.01 | [6 empty] | All works of electrical power supply up to power supply points (e.g. switchgear or isolator
| of power supply |  |  | or spur unit and the like) for the equipment shall be measured separately and paid for at
the appropriate rates under Section 27 - Lighting System and Fixtures, Section 28 - Small
Power Distribution, Section 29 - Main Distribution Systems and Section 30 -
Miscellaneous Electrical Installations or other applicable Work Sections of this Schedule.
| Measurement |  |  | SC46.02 | [6 empty] | Where a temporary supply is ordered by the Maintenance Surveyor, the provision of all
| of temporary |  |  | articles, labour and accessory materials (nails, screws, rawplugs and similar) necessary for
| supply | fixing shall be of temporary nature. For "use and waste" of all materials and accessories,
etc., for a period of not exceeding four weeks from the date of certified completion, 50
per cent of the value of the appropriate "supply and fix" items after the adjustment of
contract percentages will be paid. For a period exceeding four weeks and not exceeding
eight weeks, 55 per cent will be paid and for each subsequent month a further addition of
5 per cent will be made.
For a period of more than six months, the full rates, as for permanent works will be paid,
and the materials will become the property of the Employer.
No extra payment will be made for the removal of materials in connection with the
temporary supply, but the cost of which shall have been included in the payment as
aforementioned in the first paragraph hereof. The date of certified completion of a
temporary supply shall be the date when the installation is first brought into service. The
date when it ceases to be used shall be the date from which the Maintenance Surveyor
instructs the dismantlement of the installation, or the date when the installation is no longer
in use, whichever is earlier.
| Rates generally |  |  | SC46.03 | [6 empty] | The rates for all items shall generally include for : -
| (a) | [11 empty] | Submission of catalogues, technical literature, data, calculations, test certificates
and approval documentation covering the equipment and materials being
supplied.
| (b) | [11 empty] | Preparing and submitting detail working drawings as required and all shop
drawings for the fabrication and installation.
| (c) | [11 empty] | Attendance, as required, of the manufacturers' representative to assist in the
installation and subsequent testing and commissioning.
| (d) | [11 empty] | Testing and commissioning including submission of Testing and Commissioning
Certificates and Records of Tests.
| (e) | [11 empty] | Provision of all necessary power, fuel, labour and testing instrument of approved
type for testing and commissioning.
46/1
46 | 46 | CRANE AND HOIST INSTALLATION | [15 empty] | 46
SPECIAL CONDITIONS
| Rates generally |  |  | SC46.03 | [6 empty] | (f) |  | Submitting all relevant documentation to Electrical and Mechanical Services
| (Cont'd) |  |  | (Cont'd) | [6 empty] | Department and Labour Department for obtaining necessary approval.
| (g) | [11 empty] | Preparing and submitting operation and maintenance manuals and as-fitted
drawings for items of works as required.
| (h) | [11 empty] | Provision of manufacturer's guarantee.
| (i) | [11 empty] | Attending fault and complaint during the Maintenance Period.
| Rates for |  |  | SC46.04 | [6 empty] | The rates for equipment shall further include for : -
equipment
| (a) | [11 empty] | All necessary assembly, erection, orientation, alignment, levelling and bolting
down, together with the provision of shims and packing pieces, the clocking of
couplings between drivers and rotating equipment, instrumentation and the like.
| (b) | [11 empty] | Supporting frames.
| (c) | [11 empty] | Provision of wall plates, ceiling plates, floor plates, high tensile holding down bolts,
tapered washers and the like for casting into the reinforced concrete corbels.
| (d) | [11 empty] | All necessary operational and control accessories (e.g. gearboxes, brakes, safety
facilities, indicating lamps, pendant control units and the like) forming part of the
equipment, connection and termination.
| (e) | [11 empty] | Testing and examination of the equipment and associated lifting facilities by an
approved independent surveyor.
| (f) | [11 empty] | Final connection and terminations to electrical supply, fire alarm, control, monitoring,
interfacing and water supply including cables, wirings, conduits, trunkings, cable trays,
fuses, control boxes, short lengths of pipework and necessary accessories required for
energizing the equipment to properly operate at specified duties.
| (g) | [11 empty] | Anti-vibration materials and sound insulating materials in plant and machinery bases.
| (h) | [11 empty] | Motor starters (if motors in the equipment require motor starters).
| (i) | [11 empty] | Earth/ equipotential bonding as specified.
| (j) | [11 empty] | All necessary statutory submission to all relevant Authorities including employing
competent examiners for testing and inspection of the equipment to satisfy the
requirements of Labour Department.
| (k) | [11 empty] | Structural design and associated drawings for approval prior to manufacturing.
The design shall be attested by a professional structural engineer licensed to
practices in Hong Kong.
| Particular |  |  | SC46.05 | [6 empty] | The Particular Specification for crane and hoist can be found in the Contract.
Specification
46/2
46 | 46 | CRANE AND HOIST INSTALLATION | [15 empty] | 46
| Item | Item
CRANE AND HOIST INSTALLATION
Jib crane
| Take | [24 empty] | Take
| Supply | [22 empty] | down |  | down |  | Fix
| Free standing, electrically rotated high grade steel jib crane, minimum rotating speed of | [17 empty] | and |  |  |  |  | and |  | and set |  | only
| 0.5 rpm, up to 4m in height, 270 deg maximum slewing ark, and pre-lubricated, c/w | [17 empty] | fix |  |  |  |  | clear |  | aside for
| round base plate reinforced with six knee braces, and c/w motor, gearbox, 2 limit | [16 empty] | away | [7 empty] | re-use
switches, electric connection with crane; c/w electric motorized trolley, minimum moving
speed of 5 m/ min, motor, gearbox, 2 limit switches, electric connection with trolley; c/w
electrically operated hoist, minimum lifting speed of 2 m/ min, motor, gearbox, 2 limit
switches, electric connection with hoist; and in span radius : -
| A | [22 empty] | B |  | C |  | D
| Per crane |  |  | $ | [19 empty] | $ |  | $ |  | $
46001 | 46001 | Up to 3 m x 1 ton..................................................................................................................................................................... | [17 empty] | 18,038.27 8,435.99 8,694.30 30,717.30 | [9 empty] | 46001 |  |  |  | 46001 | 18,038.27 8,435.99 8,694.30 30,717.30 46001 | 18038.27 | 8435.99 | 8694.3 | 30717.3 | 18038.27 | 8435.99 | 8694.3 | 30717.3
(The actual rate should be : $180,382.70 for Item 46001A)
46002 | 46002 | Ditto x 1 - 2 ton....................................................................................................................................................................... | [17 empty] | 18,990.16 8,649.49 8,919.59 31,279.94 | [9 empty] | 46002 |  |  |  | 46002 | 18,990.16 8,649.49 8,919.59 31,279.94 46002 | 18990.16 | 8649.49 | 8919.59 | 31279.94 | 18990.16 | 8649.49 | 8919.59 | 31279.94
(The actual rate should be : $189,901.60 for Item 46002A)
46003 | 46003 | Ditto x 3 - 5 ton....................................................................................................................................................................... | [17 empty] | 21,845.82 9,229.82 9,531.76 32,770.86 | [9 empty] | 46003 |  |  |  | 46003 | 21,845.82 9,229.82 9,531.76 32,770.86 46003 | 21845.82 | 9229.82 | 9531.76 | 32770.86 | 21845.82 | 9229.82 | 9531.76 | 32770.86
(The actual rate should be : $218,458.20 for Item 46003A)
46004 | 46004 | 4 m x 1 ton............................................................................................................................................................................... | [17 empty] | 19,799.26 9,442.13 9,707.52 34,593.22 | [9 empty] | 46004 |  |  |  | 46004 | 19,799.26 9,442.13 9,707.52 34,593.22 46004 | 19799.26 | 9442.13 | 9707.52 | 34593.22 | 19799.26 | 9442.13 | 9707.52 | 34593.22
(The actual rate should be : $197,992.60 for Item 46004A)
46005 | 46005 | 4 m x 1 - 2 ton......................................................................................................................................................................... | [17 empty] | 19,799.26 9,442.13 9,707.52 34,593.22 | [9 empty] | 46005 |  |  |  | 46005 | 19,799.26 9,442.13 9,707.52 34,593.22 46005 | 19799.26 | 9442.13 | 9707.52 | 34593.22 | 19799.26 | 9442.13 | 9707.52 | 34593.22
(The actual rate should be : $197,992.60 for Item 46005A)
46006 | 46006 | 4 m x 3 - 5 ton......................................................................................................................................................................... | [17 empty] | 25,510.59 10,641.70 10,964.90 37,707.19 | [9 empty] | 46006 |  |  |  | 46006 | 25,510.59 10,641.70 10,964.90 37,707.19 46006 | 25510.59 | 10641.7 | 10964.9 | #VALUE! | 25510.59 | 10641.7 | 10964.9 | -
(The actual rate should be : $255,105.90 for Item 46006A)
Free standing, manually rotated high grade steel jib crane, up to 4m in height, 270 deg
maximum slewing ark, and pre-lubricated, c/w round base plate reinforced with six knee
braces; c/w electric motorized trolley, minimum moving speed of 5m/ min, motor, gearbox, 2
limit switches, electric connection with trolley; c/w electrically operated hoist, minimum lifting
speed of 2m/ min, motor, gearbox, 2 limit switches, electric connection with hoist; and in span
radius : -
Per crane
46007 | 46007 | Up to 3 m x 1 ton..................................................................................................................................................................... | [17 empty] | 15,325.39 7,202.19 7,422.78 26,261.03 | [9 empty] | 46007 |  |  |  | 46007 | 15,325.39 7,202.19 7,422.78 26,261.03 46007 | 15325.39 | 7202.19 | 7422.78 | 26261.03 | 15325.39 | 7202.19 | 7422.78 | 26261.03
(The actual rate should be : $153,253.90 for Item 46007A)
46008 | 46008 | Ditto x 1 - 2 ton....................................................................................................................................................................... | [17 empty] | 15,325.39 7,202.19 7,422.78 26,261.03 | [9 empty] | 46008 |  |  |  | 46008 | 15,325.39 7,202.19 7,422.78 26,261.03 46008 | 15325.39 | 7202.19 | 7422.78 | 26261.03 | 15325.39 | 7202.19 | 7422.78 | 26261.03
(The actual rate should be : $153,253.90 for Item 46008A)
46009 | 46009 | Ditto x 3 - 5 ton....................................................................................................................................................................... | [17 empty] | 18,990.16 8,649.49 8,929.05 31,272.84 | [9 empty] | 46009 |  |  |  | 46009 | 18,990.16 8,649.49 8,929.05 31,272.84 46009 | 18990.16 | #VALUE! | #VALUE! | #VALUE! | 18990.16 | - | - | -
(The actual rate should be : $189,901.60 for Item 46009A)
46/3
46 | 46 | CRANE AND HOIST INSTALLATION | [15 empty] | 46
| Item | Item
CRANE AND HOIST INSTALLATION (CONT'D)
| Take | [24 empty] | Take
| Wall-mounted, manually rotated high grade steel jib crane, up to 6m in height, 180 deg | [17 empty] | Supply |  |  |  |  | down |  | down |  | Fix
| maximum slewing ark, c/w steel top and bottom brackets, two bronze bushings, bronze thrust | [17 empty] | and |  |  |  |  | and |  | and set |  | only
| washers, and pre-lubricated; c/w electric motorized trolley, minimum moving speed of 5 m/ min, | [17 empty] | fix |  |  |  |  | clear |  | aside for
| motor, gearbox, 2 limit switches, electric connection with trolley; c/w electrically operated | [17 empty] | away | [6 empty] | re-use
hoist, minimum lifting speed of 2 m/ min, motor, gearbox, 2 limit switches, electric connection
with hoist; and in span radius : -
| A | [22 empty] | B |  | C |  | D
| Per crane |  |  | $ | [19 empty] | $ |  | $ |  | $
46010 | 46010 | Up to 3 m x 1 ton..................................................................................................................................................................... | [17 empty] | 16,800.82 9,117.75 9,344.24 34,751.28 | [9 empty] | 46010 |  |  |  | 46010 | 16,800.82 9,117.75 9,344.24 34,751.28 46010 | 16800.82 | 9117.75 | 9344.24 | 34751.28 | 16800.82 | 9117.75 | 9344.24 | 34751.28
(The actual rate should be : $168,008.20 for Item 46010A)
46011 | 46011 | Ditto x 2 ton............................................................................................................................................................................. | [17 empty] | 17,276.76 9,264.02 9,496.39 35,174.74 | [9 empty] | 46011 |  |  |  | 46011 | 17,276.76 9,264.02 9,496.39 35,174.74 46011 | 17276.76 | 9264.02 | 9496.39 | 35174.74 | 17276.76 | 9264.02 | 9496.39 | 35174.74
(The actual rate should be : $172,767.60 for Item 46011A)
46012 | 46012 | 4 m x 1 ton............................................................................................................................................................................... | [17 empty] | 18,704.59 9,682.76 9,931.63 36,368.42 | [9 empty] | 46012 |  |  |  | 46012 | 18,704.59 9,682.76 9,931.63 36,368.42 46012 | 18704.59 | 9682.76 | 9931.63 | 36368.42 | 18704.59 | 9682.76 | 9931.63 | 36368.42
(The actual rate should be : $187,045.90 for Item 46012A)
46013 | 46013 | Ditto x 2 ton............................................................................................................................................................................. | [17 empty] | 19,656.48 9,945.80 10,206.47 37,105.63 | [9 empty] | 46013 |  |  |  | 46013 | 19,656.48 9,945.80 10,206.47 37,105.63 46013 | 19656.48 | 9945.8 | 10206.47 | #VALUE! | 19656.48 | 9945.8 | 10206.47 | -
(The actual rate should be : $196,564.80 for Item 46013A)
Fixed chain hoist
Electrically operated hoist with electric motorized trolley, minimum
lifting speed of 2 m/ min, up to 6m in height; c/w motor, gearbox, 2 limit
switches, electric connection with hoist, and in lifting capacity : -
Per hoist
46014 | 46014 | Up to 1 ton .............................................................................................................................................................................. | [17 empty] | 38,979.80 2,348.44 2,410.97 | [7 empty] | 8,479.63 |  | 46014 |  |  |  | 46014 | 38,979.80 2,348.44 2,410.97 8,479.63 46014 | 38979.8 | 2348.44 | 2410.97 | 8479.63 | 38979.8 | 2348.44 | 2410.97 | 8479.63
46015 | 46015 | 1 - 2 ton ................................................................................................................................................................................... | [17 empty] | 38,979.80 2,348.44 2,410.97 | [7 empty] | 8,479.63 |  | 46015 |  |  |  | 46015 | 38,979.80 2,348.44 2,410.97 8,479.63 46015 | 38979.8 | 2348.44 | 2410.97 | 8479.63 | 38979.8 | 2348.44 | 2410.97 | 8479.63
46016 | 46016 | 2 - 3 ton ................................................................................................................................................................................... | [17 empty] | 47,641.97 2,880.41 2,953.54 10,366.88 | [9 empty] | 46016 |  |  |  | 46016 | 47,641.97 2,880.41 2,953.54 10,366.88 46016 | 47641.97 | 2880.41 | 2953.54 | 10366.88 | 47641.97 | 2880.41 | 2953.54 | 10366.88
46017 | 46017 | 3 - 4 ton ................................................................................................................................................................................... | [17 empty] | 47,641.97 2,880.41 2,953.54 10,366.88 | [9 empty] | 46017 |  |  |  | 46017 | 47,641.97 2,880.41 2,953.54 10,366.88 46017 | 47641.97 | 2880.41 | 2953.54 | 10366.88 | 47641.97 | 2880.41 | 2953.54 | 10366.88
46018 | 46018 | 4 - 5 ton ................................................................................................................................................................................... | [17 empty] | 56,304.16 3,389.97 3,466.64 12,232.90 | [9 empty] | 46018 |  |  |  | 46018 | 56,304.16 3,389.97 3,466.64 12,232.90 46018 | 56304.16 | 3389.97 | 3466.64 | 12232.9 | 56304.16 | 3389.97 | 3466.64 | 12232.9
Manually operated hoist with manual trolley, up to 6 m in height;
c/w gearbox, and in lifting capacity : -
Per hoist
46019 | 46019 | Up to 1 ton .............................................................................................................................................................................. | [17 empty] | 4,864.79 |  |  |  | 222.93 |  |  | 230.02 | 745.46 |  | 46019 |  |  |  | 46019 | 4,864.79 222.93 230.02 745.46 46019 | 4864.79 | 222.93 | 230.02 | 745.46 | 4864.79 | 222.93 | 230.02 | 745.46
46020 | 46020 | 1 - 2 ton ................................................................................................................................................................................... | [17 empty] | 6,264.74 |  |  |  | 267.75 |  |  | 276.02 | 896.45 |  | 46020 |  |  |  | 46020 | 6,264.74 267.75 276.02 896.45 46020 | 6264.74 | 267.75 | 276.02 | 896.45 | 6264.74 | 267.75 | 276.02 | 896.45
46021 | 46021 | 2 - 3 ton ................................................................................................................................................................................... | [17 empty] | 8,171.46 |  |  |  | 356.23 |  |  | 368.01 | 1,205.48 |  | 46021 |  |  |  | 46021 | 8,171.46 356.23 368.01 1,205.48 46021 | 8171.46 | 356.23 | 368.01 | 1205.48 | 8171.46 | 356.23 | 368.01 | 1205.48
46022 | 46022 | 3 - 4 ton ................................................................................................................................................................................... | [17 empty] | 10,797.70 |  |  |  | 448.23 |  |  | 463.56 | 1,508.62 |  | 46022 |  |  |  | 46022 | 10,797.70 448.23 463.56 1,508.62 46022 | 10797.7 | 448.23 | 463.56 | 1508.62 | 10797.7 | 448.23 | 463.56 | 1508.62
46/4
46 | 46 | CRANE AND HOIST INSTALLATION | [15 empty] | 46
| Item | Item
CRANE AND HOIST INSTALLATION (CONT'D)
| Take | [24 empty] | Take
| Fixed winch |  |  |  | Supply | [18 empty] | down |  | down |  | Fix
| and | [22 empty] | and |  | and set |  | only
| fix | [22 empty] | clear |  | aside for
| Electrically operated wire winch, minimum lifting speed of 10 m/ min, up to 6m | [16 empty] | away | [7 empty] | re-use
in height, in lifting capacity : -
| A | [22 empty] | B |  | C |  | D
| Per winch |  |  |  | $ | [18 empty] | $ |  | $ |  | $
46023 | 46023 | Up to 300 kg ........................................................................................................................................................................... | [17 empty] | 10,532.30 2,348.44 2,412.15 | [7 empty] | 8,472.56 |  | 46023 |  |  |  | 46023 | 10,532.30 2,348.44 2,412.15 8,472.56 46023 | 10532.3 | 2348.44 | 2412.15 | 8472.56 | 10532.3 | 2348.44 | 2412.15 | 8472.56
46024 | 46024 | 300 - 500 kg ........................................................................................................................................................................... | [17 empty] | 17,909.43 2,348.44 2,412.15 | [7 empty] | 8,472.56 |  | 46024 |  |  |  | 46024 | 17,909.43 2,348.44 2,412.15 8,472.56 46024 | 17909.43 | 2348.44 | 2412.15 | 8472.56 | 17909.43 | 2348.44 | 2412.15 | 8472.56
46025 | 46025 | 500 kg - 1 ton ......................................................................................................................................................................... | [17 empty] | 25,048.59 2,348.44 2,412.15 | [7 empty] | 8,472.56 |  | 46025 |  |  |  | 46025 | 25,048.59 2,348.44 2,412.15 8,472.56 46025 | 25048.59 | 2348.44 | 2412.15 | 8472.56 | 25048.59 | 2348.44 | 2412.15 | 8472.56
46/5
Section 47
FUEL SUPPLY SYSTEM
47 | 47 | FUEL SUPPLY SYSTEM | [13 empty] | 47
SECTION 47
FUEL SUPPLY SYSTEM
SPECIAL CONDITIONS
| Measurement |  |  | SC47.01 | [6 empty] | All works of electrical power supply up to power supply points (e.g. switchgear or isolator
| of power supply |  |  | or spur unit and the like) for the equipment shall be measured separately and paid for at
the appropriate rates under Section 27 - Lighting System and Fixtures, Section 28 - Small
Power Distribution, Section 29 - Main Distribution Systems and Section 30 -
Miscellaneous Electrical Installations or other applicable Work Sections of this Schedule.
| Measurement |  |  | SC47.02 | [6 empty] | All works of fuel supply up to the respective termination points for the equipment shall be
| of fuel supply |  |  | measured separately and paid for at the appropriate rates under the applicable Work
Sections of this Schedule.
| Measurement |  |  | SC47.03 | [6 empty] | All trench excavation shall be measured separately and paid for at the appropriate rates
| of excavations, |  |  | under Section 03 - Excavation of this Schedule. All pipe ducts, concrete thrust blocks and
| ducts, chases, |  |  | anchor blocks, chases in, and holes through existing walls, ceilings and similar for pipes,
| holes and other |  |  | etc., (but not mortices or holes for brackets) except specifically stated, shall be measured
| subsidiary work |  |  | and paid for at the appropriate rates under Section 04 - Concrete Work, Section 05 -
Brickwork and Blockwork, Section 12 - Roadwork and Cable Duct and Section 13 -
Plumbing and Drainage or other applicable Work Sections of this Schedule.
| Measurement |  |  | SC47.04 | [6 empty] | Pipework shall be measured in linear metres over all in-line fittings, short running lengths
| of pipework |  |  | and branches.
| Measurement |  |  | SC47.05 | [6 empty] | Cables for the equipment, control/indicating panels, fire alarm points, etc. have been
| of heat | allowed in the rates under this Section. No measurement shall be made for cables except
| resistant |  |  | for heat resistant cables where specifically ordered by the Maintenance Surveyor in
| cables and low |  |  | writing.
smoke zero
| halogen cables |  |  | Heat resistant cables and low smoke zero halogen cables shall be measured the net length
as fixed in linear metres.
| Measurement |  |  | SC47.06 | [6 empty] | Where a temporary supply is ordered by the Maintenance Surveyor, the provision of all
| of temporary |  |  | articles, labour and accessory materials (nails, screws, rawplugs and similar) necessary for
| supply | fixing shall be of temporary nature. For "use and waste" of all materials and accessories,
etc., for a period of not exceeding four weeks from the date of certified completion, 50
per cent of the value of the appropriate "supply and fix" items after the adjustment of
contract percentages will be paid. For a period exceeding four weeks and not exceeding
eight weeks, 55 per cent will be paid and for each subsequent month a further addition of
5 per cent will be made.
For a period of more than six months, the full rates, as for permanent works will be paid,
and the materials will become the property of the Employer.
47/1
47 | 47 | FUEL SUPPLY SYSTEM | [13 empty] | 47
SPECIAL CONDITIONS
| Measurement |  |  | SC47.06 | [6 empty] | No extra payment will be made for the removal of materials in connection with the
| of temporary |  |  | (Cont'd) | [6 empty] | temporary supply, but the cost of which shall have been included in the payment as
| supply | aforementioned in the first paragraph hereof. The date of certified completion of a
| (Cont'd) |  |  | temporary supply shall be the date when the installation is first brought into service. The
date when it ceases to be used shall be the date from which the Maintenance Surveyor
instructs the dismantlement of the installation, or the date when the installation is no longer
in use, whichever is earlier.
| Rates generally |  |  | SC47.07 | [6 empty] | The rates for all items shall generally include for : -
| (a) | [11 empty] | Colour band and colour identification work.
| (b) | [11 empty] | Lettering and engraving for identification, signs, labels in both English and
Chinese.
| (c) | [11 empty] | Identification plates, signs, notice plates, discs and labels in both English and
Chinese.
| (d) | [11 empty] | Priming or painting off site and proprietary finishes or surface treatment applied as
part of the production process whether applied before or after fabrication and
assembly.
| (e) | [11 empty] | All protective and finishing painting work, apart from additional painting work
specifically ordered by the Maintenance Surveyor in writing which shall be
measured separately and paid for at the appropriate rates under Section 15 -
Painting of this Schedule.
| (f) | [11 empty] | Any kind of fixing method including provision of screws, nuts, bolts, shims,
washers, clips, hangers, supports, brackets, spring compensated and seismic
restraints and isolating components and the like.
| (g) | [11 empty] | Provision of expansion joints in service runs wherever they coincide
with structural expansion joints.
| (h) | [11 empty] | Submission of catalogues, technical literature, data, calculations, test
certificates and approval documentation covering the equipment and
materials being supplied.
| (i) | [11 empty] | Preparing and submitting detail working drawings as required and all
shop drawings for the fabrication and installation.
| (j) | [11 empty] | Attendance, as required, of the manufacturers' representative to assist in
the installation and subsequent testing and commissioning.
| (k) | [11 empty] | Testing and commissioning including submission of Testing and
Commissioning Certificates and Records of Tests.
| (l) | [11 empty] | Provision of all necessary power, fuel, labour and testing instrument of
approved type for testing and commissioning.
47/2
47 | 47 | FUEL SUPPLY SYSTEM | [13 empty] | 47
SPECIAL CONDITIONS
| Rates generally |  |  | SC47.07 | [6 empty] | (m) |  | Submitting all relevant documentation to Electrical and Mechanical
| (Cont'd) |  |  | (Cont'd) | [6 empty] | Services Department and Fire Services Department for obtaining necessary
approval.
| (n) | [11 empty] | Obtaining necessary approval from Environment Protection Department
including submission of all relevant documentation.
| (o) | [11 empty] | Approved type test certificate issued by Fire Services Department for all
equipment.
| (p) | [11 empty] | Preparing and submitting operation and maintenance manuals and
as-fitted drawings for items of works as required.
| (q) | [11 empty] | Provision of schematic diagrams covered front and back with plastic
sheet including fixing to wall.
| (r) | [11 empty] | Provision of manufacturer's guarantee.
| (s) | [11 empty] | Attending fault and complaint during the Maintenance Period.
| (t) | [11 empty] | Meeting statutory requirements for disposal of waste materials.
| (u) | [11 empty] | All necessary statutory submissions to all relevant Authorities in respect
of the complete fuel supply system.
| Rates for |  |  | SC47.08 | [6 empty] | The rates for pipework shall further include for : -
pipework
| (a) | [11 empty] | All short lengths, cutting and waste, and joints in the running length.
| (b) | [11 empty] | All pipework brackets, supports, hangers, guides, anchors and the like and
alternative method of jointing and fixing as specified (if any).
| (c) | [11 empty] | All pipework fittings (e.g. bends, elbows, branches, reducers, tees, caps and the
like) including connections, cutting and jointing pipes to fittings.
| (d) | [11 empty] | Screwed sockets, tappings, bosses and welding-necks welded to pipes or flanges
including perforating the pipework or flanges.
| (e) | [11 empty] | Connections between pipework of different materials and differing grades of same
material.
| (f) | [11 empty] | Provision of wall plates, ceiling plates, floor plates, high tensile holding down
bolts, tapered washers and the like for casting into the reinforced concrete
corbels.
| (g) | [11 empty] | All jointing including provision of flexible connections and/ or necessary adaptors
and connectors, welding consumable, jointing tapes, flanges, unions, gasket, bolts
and nuts and the like where required.
| (h) | [11 empty] | Expansion loops and compensators including connections, cutting and jointing to
pipes and fittings.
47/3
47 | 47 | FUEL SUPPLY SYSTEM | [13 empty] | 47
SPECIAL CONDITIONS
| Rates for |  |  | SC47.08 | [6 empty] | (i) |  | Provision of all sleeves for casting in or building in where pipes pass through
| pipework |  |  | (Cont'd) | [6 empty] | slabs, walls or beams and caulking between pipe and sleeve where required.
(Cont'd)
| (j) | [11 empty] | Fixing in any position to floors, walls and ceilings including laying in trenches
and fixing in chases, ducts, false ceilings and similar positions, and wrapping
with protective tapes where required.
| Rates for |  |  | SC47.09 | [6 empty] | The rates for in-line pipework equipment (e.g. valves, flow meters, gauges,
| in-line | strainers and the like) shall further include for : -
pipework
| equipment |  |  | (a) | [8 empty] | Cutting and jointing to pipes and fittings.
| (b) | [11 empty] | Stripping down repacking glands and preparing spindles, as appropriate,
prior to installation.
| Rates for |  |  | SC47.10 | [6 empty] | The rates for equipment shall further include for : -
equipment
| (a) | [11 empty] | All necessary assembly, orientation, alignment, levelling and bolting down,
together with the provision of shims and packing pieces, the clocking of couplings
between drivers and rotating equipment, strainers,
instrumentation and the like.
| (b) | [11 empty] | Daily services fuel tank complete with socket connections for filling, overflow,
outlet, drain, return and vent including all necessary fittings, union couplings,
strainers, valves and the like, content gauge units, oil drip trays and all necessary
accessories.
| (c) | [11 empty] | Supporting frames.
| (d) | [11 empty] | Connections including flexible joints between pipework and equipment.
| (e) | [11 empty] | Flexible connections and anti-vibration connections between pipework and equipment.
| (f) | [11 empty] | All necessary operational and control accessories (e.g. valves, gauges, flow
meters, indicating lamps and the like) forming part of the equipment, connection
and termination.
| (g) | [11 empty] | Final connection and terminations to electrical supply, fire alarm, control, monitoring,
interfacing, water supply and/or fuel supply including cables, wirings, conduits, trunkings,
cable trays, fuses, control boxes, short lengths of pipework and necessary accessories
required for energizing the equipment to properly operate at specified duties.
| (h) | [11 empty] | Anti-vibration mountings for plant, machinery and the like.
| (i) | [11 empty] | Anti-vibration materials and sound insulating materials in plant and machinery
bases.
| (j) | [11 empty] | Pump starters.
| (k) | [11 empty] | Earth/equipotential bonding as specified.
47/4
47 | 47 | FUEL SUPPLY SYSTEM | [13 empty] | 47
SPECIAL CONDITIONS
| Rates for heat |  |  | SC47.11 | [6 empty] | The rates for heat resistant cables and low smoke zero halogen cables shall
| resistant |  |  | further include for : -
cables and low
| smoke zero |  |  | (a) | [8 empty] | Laying or fixing in different locations, such as drawing into underground pipe
| halogen cables |  |  | ducts, laying or drawing into trunkings, drawing into conduits, suspending from
insulators or catenaries, wrapping around equipment.
| (b) | [11 empty] | In case of cables drawn into existing conduits, existing ducts or existing trunkings,
removing and putting back existing covers, existing inspection lids and the like.
| (c) | [11 empty] | Making cable-joints.
| (d) | [11 empty] | Determining circuits, lacing into circuit groups and provision of draw wires, draw
cables and the like as required.
| (e) | [11 empty] | All necessary fixings complete with accessories and fittings as required.
| (f) | [11 empty] | Provision of all sleeves for casting in or building in where cables pass through
slabs, walls or beams and caulking between cable and sleeve where required.
| Rates for fuel |  |  | SC47.12 | [6 empty] | The rates of fuel supply system to plant and appliances shall consist of fuel storage
| supply system |  |  | facilities, fuel transfer facilities, associated pipework, electrical power, controls and
accessories. The rates shall further include the bulk fuel storage tanks, fuel transfer pumps,
fuel dispensers and vapour recovery system, if required.
| Rates for |  |  | SC47.13 | [6 empty] | The rates for "Take down and clear away" or " Take down and set aside for re-use"
| "Take down |  |  | existing items in connection with fuel supply system shall further include for : -
and clear
| away" or |  |  | (a) | [8 empty] | All in-line fittings including brackets, supports, hangers and the like.
"Take down
| and set aside |  |  | (b) | [8 empty] | Cutting into existing pipework and the like in position.
for re-use"
| (c) | [11 empty] | Plugging off remaining ends with plugs or caps as required.
| (d) | [11 empty] | Preparing remaining ends of pipework and building services works (if any) to
receive connections with new work if required.
| (e) | [11 empty] | In the case of equipment and the like, taking down all associated pipework and/
or building services works.
| (f) | [11 empty] | Making good all works disturbed.
| Particular |  |  | SC47.14 | [6 empty] | The Particular Specification for fuel supply system can be found in the Contract.
Specification
47/5
47 | 47 | FUEL SUPPLY SYSTEM | [13 empty] | 47
| Item | Item
FUEL SUPPLY SYSTEM EQUIPMENT
| Take | [24 empty] | Take
| Daily services fuel tank in mild steel welded construction c/w stiffeners and support | [17 empty] | Supply |  |  |  |  | down |  | down |  | Fix
| frames, with tapped socket connections on tank (c/w all necessary fittings and union | [17 empty] | and |  |  |  |  | and |  | and set |  | only
| couplings or plugged with brass screw cap if not in size) for filling pipe, overflow pipe, | [17 empty] | fix |  |  |  |  | clear |  | aside for
| delivery pipe (with a quick closing valve), drain pipe (with a 20 mm gate valve), return pipe, | [17 empty] | away | [6 empty] | re-use
vent pipe, and with a content gauge unit. oil drip tray, all accessories and for fuel
capacity : -
| A | [22 empty] | B |  | C |  | D
| Per tank |  |  | $ | [19 empty] | $ |  | $ |  | $
47001 | 47001 | Up to 250 litres........................................................................................................................................................................ | [17 empty] | 36,078.50 1,833.43 2,108.28 | [7 empty] | 3,035.24 |  | 47001 |  |  |  | 47001 | 36,078.50 1,833.43 2,108.28 3,035.24 47001 | 36078.5 | 1833.43 | 2108.28 | 3035.24 | 36078.5 | 1833.43 | 2108.28 | 3035.24
47002 | 47002 | 250 - 450 litres........................................................................................................................................................................ | [17 empty] | 37,882.43 1,833.43 2,108.28 | [7 empty] | 3,035.24 |  | 47002 |  |  |  | 47002 | 37,882.43 1,833.43 2,108.28 3,035.24 47002 | 37882.43 | 1833.43 | 2108.28 | 3035.24 | 37882.43 | 1833.43 | 2108.28 | 3035.24
47003 | 47003 | 450 - 500 litres........................................................................................................................................................................ | [17 empty] | 37,882.43 1,833.43 2,108.28 | [7 empty] | 3,035.24 |  | 47003 |  |  |  | 47003 | 37,882.43 1,833.43 2,108.28 3,035.24 47003 | 37882.43 | 1833.43 | 2108.28 | 3035.24 | 37882.43 | 1833.43 | 2108.28 | 3035.24
47004 | 47004 | 500 - 1000 litres...................................................................................................................................................................... | [17 empty] | 39,686.35 1,833.43 2,108.28 | [7 empty] | 3,035.24 |  | 47004 |  |  |  | 47004 | 39,686.35 1,833.43 2,108.28 3,035.24 47004 | 39686.35 | 1833.43 | 2108.28 | 3035.24 | 39686.35 | 1833.43 | 2108.28 | 3035.24
47005 | 47005 | 1000 - 2000 litres.................................................................................................................................................................... | [17 empty] | 45,098.13 1,833.43 2,108.28 | [7 empty] | 3,035.24 |  | 47005 |  |  |  | 47005 | 45,098.13 1,833.43 2,108.28 3,035.24 47005 | 45098.13 | 1833.43 | 2108.28 | 3035.24 | 45098.13 | 1833.43 | 2108.28 | 3035.24
Level switch capable of controlling on/ off operation of remote system to IEC 60079-0
Group II A, Temperature Class T1, suitable for Zone 1 hazardous area and installed inside
fuel tank c/w a level sensor and a switch unit, controller, casing and all necessary electrical
components and control wirings to BASEEFA certification : -
Per switch
47006 | 47006 | Level switch ........................................................................................................................................................................... | [17 empty] | 45,098.13 1,270.80 1,512.23 | [7 empty] | 2,140.61 |  | 47006 |  |  |  | 47006 | 45,098.13 1,270.80 1,512.23 2,140.61 47006 | 45098.13 | 1270.8 | 1512.23 | 2140.61 | 45098.13 | 1270.8 | 1512.23 | 2140.61
Fuel transfer pump, rotary and positive displacement type in high quality cast iron
construction c/w high tensile steel shafts, flame proof coupling motors, valves, strainers,
switches, composite pump control cubicles (measured separately), alarm, wiring works,
overload protection and all necessary accessories : -
Per set
47007 | 47007 | 0.75 - 1 kW.............................................................................................................................................................................. | [17 empty] | 45,098.13 1,545.65 1,733.18 | [7 empty] | 2,557.75 |  | 47007 |  |  |  | 47007 | 45,098.13 1,545.65 1,733.18 2,557.75 47007 | 45098.13 | 1545.65 | 1733.18 | 2557.75 | 45098.13 | 1545.65 | 1733.18 | 2557.75
47008 | 47008 | 1 - 2 kW................................................................................................................................................................................... | [17 empty] | 54,117.75 1,545.65 1,733.18 | [7 empty] | 2,557.75 |  | 47008 |  |  |  | 47008 | 54,117.75 1,545.65 1,733.18 2,557.75 47008 | 54117.75 | 1545.65 | 1733.18 | 2557.75 | 54117.75 | 1545.65 | 1733.18 | 2557.75
47009 | 47009 | 2 - 4 kW................................................................................................................................................................................... | [17 empty] | 63,137.38 1,545.65 1,733.18 | [7 empty] | 2,557.75 |  | 47009 |  |  |  | 47009 | 63,137.38 1,545.65 1,733.18 2,557.75 47009 | 63137.38 | 1545.65 | 1733.18 | 2557.75 | 63137.38 | 1545.65 | 1733.18 | 2557.75
47010 | 47010 | 4 - 6 kW................................................................................................................................................................................... | [17 empty] | 72,157.00 1,545.65 1,733.18 | [7 empty] | 2,557.75 |  | 47010 |  |  |  | 47010 | 72,157.00 1,545.65 1,733.18 2,557.75 47010 | 72157 | 1545.65 | 1733.18 | 2557.75 | 72157 | 1545.65 | 1733.18 | 2557.75
47011 | 47011 | 6 - 10 kW................................................................................................................................................................................. | [17 empty] | 81,176.63 1,545.65 1,733.18 | [7 empty] | 2,557.75 |  | 47011 |  |  |  | 47011 | 81,176.63 1,545.65 1,733.18 2,557.75 47011 | 81176.63 | 1545.65 | 1733.18 | 2557.75 | 81176.63 | 1545.65 | 1733.18 | 2557.75
47012 | 47012 | Hand pump, semi-rotary double acting type c/w 25 mm diameter inlet and outlet pipes
| and 25 mm diameter flexible oil resistant pipe...................................................................................................................... | [18 empty] | 1,352.94 |  |  |  | 220.97 |  |  | 255.46 | 371.85 |  | 47012 |  |  |  | 47012 | 1,352.94 220.97 255.46 371.85 47012 | 1352.94 | 220.97 | 255.46 | 371.85 | 1352.94 | 220.97 | 255.46 | 371.85
47/6
47 | 47 | FUEL SUPPLY SYSTEM | [13 empty] | 47
| Item | Item
FUEL SUPPLY SYSTEM EQUIPMENT (CONT'D)
| Take | [24 empty] | Take
| Supply | [22 empty] | down |  | down |  | Fix
| Pipeworks |  |  |  | and | [18 empty] | and |  | and set |  | only
| fix | [22 empty] | clear |  | aside for
| away | [24 empty] | re-use
Carbon steel pipes and fittings in heavy quality to ISO 65 c/w all necessary accessories : -
| A | [22 empty] | B |  | C |  | D
| Per linear metre |  |  |  |  | $ | [17 empty] | $ |  | $ |  | $
47013 | 47013 | 20 mm diameter....................................................................................................................................................................... | [17 empty] | 552.20 |  |  |  | 8.14 |  |  | 8.78 | 98.10 |  | 47013 |  |  |  | 47013 | 552.20 8.14 8.78 98.10 47013 | 552.2 | 8.14 | 8.78 | 98.1 | 552.2 | 8.14 | 8.78 | 98.1
47014 | 47014 | 25 mm diameter....................................................................................................................................................................... | [17 empty] | 644.24 |  |  |  | 8.93 |  |  | 9.64 | 106.71 |  | 47014 |  |  |  | 47014 | 644.24 8.93 9.64 106.71 47014 | 644.24 | 8.93 | 9.64 | 106.71 | 644.24 | 8.93 | 9.64 | 106.71
47015 | 47015 | 32 mm diameter....................................................................................................................................................................... | [17 empty] | 736.27 |  |  |  | 9.64 |  |  | 10.84 | 115.33 |  | 47015 |  |  |  | 47015 | 736.27 9.64 10.84 115.33 47015 | 736.27 | 9.64 | 10.84 | 115.33 | 736.27 | 9.64 | 10.84 | 115.33
47016 | 47016 | 40 mm diameter....................................................................................................................................................................... | [17 empty] | 828.30 |  |  |  | 10.51 |  |  | 11.51 | 129.34 |  | 47016 |  |  |  | 47016 | 828.30 10.51 11.51 129.34 47016 | 828.3 | 10.51 | 11.51 | 129.34 | 828.3 | 10.51 | 11.51 | 129.34
47017 | 47017 | 50 mm diameter....................................................................................................................................................................... | [17 empty] | 920.34 |  |  |  | 11.18 |  |  | 12.05 | 151.98 |  | 47017 |  |  |  | 47017 | 920.34 11.18 12.05 151.98 47017 | 920.34 | 11.18 | 12.05 | 151.98 | 920.34 | 11.18 | 12.05 | 151.98
Bronze gate valve, full way type c/w all necessary accessories : -
Per valve
47018 | 47018 | 20 mm diameter....................................................................................................................................................................... | [17 empty] | 177.15 |  |  |  | 27.97 |  |  | 33.82 | 141.20 |  | 47018 |  |  |  | 47018 | 177.15 27.97 33.82 141.20 47018 | 177.15 | 27.97 | 33.82 | 141.2 | 177.15 | 27.97 | 33.82 | 141.2
47019 | 47019 | 25 mm diameter....................................................................................................................................................................... | [17 empty] | 272.07 |  |  |  | 28.63 |  |  | 34.48 | 188.62 |  | 47019 |  |  |  | 47019 | 272.07 28.63 34.48 188.62 47019 | 272.07 | 28.63 | 34.48 | 188.62 | 272.07 | 28.63 | 34.48 | 188.62
47020 | 47020 | 32 mm diameter....................................................................................................................................................................... | [17 empty] | 341.13 |  |  |  | 29.29 |  |  | 35.04 | 236.05 |  | 47020 |  |  |  | 47020 | 341.13 29.29 35.04 236.05 47020 | 341.13 | 29.29 | 35.04 | 236.05 | 341.13 | 29.29 | 35.04 | 236.05
47021 | 47021 | 40 mm diameter....................................................................................................................................................................... | [17 empty] | 430.02 |  |  |  | 29.96 |  |  | 35.70 | 264.07 |  | 47021 |  |  |  | 47021 | 430.02 29.96 35.70 264.07 47021 | 430.02 | 29.96 | 35.7 | 264.07 | 430.02 | 29.96 | 35.7 | 264.07
47022 | 47022 | 50 mm diameter....................................................................................................................................................................... | [17 empty] | 529.61 |  |  |  | 31.17 |  |  | 37.02 | 282.40 |  | 47022 |  |  |  | 47022 | 529.61 31.17 37.02 282.40 47022 | 529.61 | 31.17 | 37.02 | 282.4 | 529.61 | 31.17 | 37.02 | 282.4
Bronze globe valve, full way type c/w all necessary accessories : -
Per valve
47023 | 47023 | 20 mm diameter....................................................................................................................................................................... | [17 empty] | 177.15 |  |  |  | 27.97 |  |  | 33.82 | 141.20 |  | 47023 |  |  |  | 47023 | 177.15 27.97 33.82 141.20 47023 | 177.15 | 27.97 | 33.82 | 141.2 | 177.15 | 27.97 | 33.82 | 141.2
47024 | 47024 | 25 mm diameter....................................................................................................................................................................... | [17 empty] | 272.07 |  |  |  | 28.63 |  |  | 34.48 | 188.62 |  | 47024 |  |  |  | 47024 | 272.07 28.63 34.48 188.62 47024 | 272.07 | 28.63 | 34.48 | 188.62 | 272.07 | 28.63 | 34.48 | 188.62
47025 | 47025 | 32 mm diameter....................................................................................................................................................................... | [17 empty] | 341.13 |  |  |  | 29.29 |  |  | 35.04 | 236.05 |  | 47025 |  |  |  | 47025 | 341.13 29.29 35.04 236.05 47025 | 341.13 | 29.29 | 35.04 | 236.05 | 341.13 | 29.29 | 35.04 | 236.05
47026 | 47026 | 40 mm diameter....................................................................................................................................................................... | [17 empty] | 430.02 |  |  |  | 29.96 |  |  | 35.70 | 264.07 |  | 47026 |  |  |  | 47026 | 430.02 29.96 35.70 264.07 47026 | 430.02 | 29.96 | 35.7 | 264.07 | 430.02 | 29.96 | 35.7 | 264.07
47027 | 47027 | 50 mm diameter....................................................................................................................................................................... | [17 empty] | 529.61 |  |  |  | 31.17 |  |  | 37.02 | 282.40 |  | 47027 |  |  |  | 47027 | 529.61 31.17 37.02 282.40 47027 | 529.61 | 31.17 | 37.02 | 282.4 | 529.61 | 31.17 | 37.02 | 282.4
47/7
47 | 47 | FUEL SUPPLY SYSTEM | [13 empty] | 47
| Item | Item
FUEL SUPPLY SYSTEM EQUIPMENT (CONT'D)
| Take | [24 empty] | Take
| Supply | [22 empty] | down |  | down |  | Fix
| Pipeworks (Cont'd) | [5 empty] | and | [16 empty] | and |  | and set |  | only
| fix | [22 empty] | clear |  | aside for
| away | [24 empty] | re-use
Bronze T-port valve, full way type c/w handles and all necessary accessories : -
| A | [22 empty] | B |  | C |  | D
| Per valve |  |  | $ | [19 empty] | $ |  | $ |  | $
47028 | 47028 | 20 mm diameter....................................................................................................................................................................... | [17 empty] | 470.48 |  |  |  | 27.97 |  |  | 33.82 | 141.20 |  | 47028 |  |  |  | 47028 | 470.48 27.97 33.82 141.20 47028 | 470.48 | 27.97 | 33.82 | 141.2 | 470.48 | 27.97 | 33.82 | 141.2
47029 | 47029 | 25 mm diameter....................................................................................................................................................................... | [17 empty] | 799.82 |  |  |  | 28.63 |  |  | 34.48 | 188.62 |  | 47029 |  |  |  | 47029 | 799.82 28.63 34.48 188.62 47029 | 799.82 | 28.63 | 34.48 | 188.62 | 799.82 | 28.63 | 34.48 | 188.62
47030 | 47030 | 32 mm diameter....................................................................................................................................................................... | [17 empty] | 1,072.70 |  |  |  | 29.29 |  |  | 35.04 | 236.05 |  | 47030 |  |  |  | 47030 | 1,072.70 29.29 35.04 236.05 47030 | 1072.7 | 29.29 | 35.04 | 236.05 | 1072.7 | 29.29 | 35.04 | 236.05
47031 | 47031 | 40 mm diameter....................................................................................................................................................................... | [17 empty] | 1,580.83 |  |  |  | 29.96 |  |  | 35.70 | 264.07 |  | 47031 |  |  |  | 47031 | 1,580.83 29.96 35.70 264.07 47031 | 1580.83 | 29.96 | 35.7 | 264.07 | 1580.83 | 29.96 | 35.7 | 264.07
47032 | 47032 | 50 mm diameter....................................................................................................................................................................... | [17 empty] | 2,361.83 |  |  |  | 31.17 |  |  | 37.02 | 282.40 |  | 47032 |  |  |  | 47032 | 2,361.83 31.17 37.02 282.40 47032 | 2361.83 | 31.17 | 37.02 | 282.4 | 2361.83 | 31.17 | 37.02 | 282.4
Bronze ball valve, full way type c/w all necessary accessories : -
Per valve
47033 | 47033 | 20 mm diameter....................................................................................................................................................................... | [17 empty] | 177.15 |  |  |  | 27.97 |  |  | 33.82 | 141.20 |  | 47033 |  |  |  | 47033 | 177.15 27.97 33.82 141.20 47033 | 177.15 | 27.97 | 33.82 | 141.2 | 177.15 | 27.97 | 33.82 | 141.2
47034 | 47034 | 25 mm diameter....................................................................................................................................................................... | [17 empty] | 272.07 |  |  |  | 28.63 |  |  | 34.48 | 188.62 |  | 47034 |  |  |  | 47034 | 272.07 28.63 34.48 188.62 47034 | 272.07 | 28.63 | 34.48 | 188.62 | 272.07 | 28.63 | 34.48 | 188.62
47035 | 47035 | 32 mm diameter....................................................................................................................................................................... | [17 empty] | 341.13 |  |  |  | 29.29 |  |  | 35.04 | 236.05 |  | 47035 |  |  |  | 47035 | 341.13 29.29 35.04 236.05 47035 | 341.13 | 29.29 | 35.04 | 236.05 | 341.13 | 29.29 | 35.04 | 236.05
47036 | 47036 | 40 mm diameter....................................................................................................................................................................... | [17 empty] | 430.02 |  |  |  | 29.96 |  |  | 35.70 | 264.07 |  | 47036 |  |  |  | 47036 | 430.02 29.96 35.70 264.07 47036 | 430.02 | 29.96 | 35.7 | 264.07 | 430.02 | 29.96 | 35.7 | 264.07
47037 | 47037 | 50 mm diameter....................................................................................................................................................................... | [17 empty] | 529.61 |  |  |  | 31.17 |  |  | 37.02 | 282.40 |  | 47037 |  |  |  | 47037 | 529.61 31.17 37.02 282.40 47037 | 529.61 | 31.17 | 37.02 | 282.4 | 529.61 | 31.17 | 37.02 | 282.4
Bronze non-return drain valve, full way type c/w all necessary accessories : -
Per valve
47038 | 47038 | 20 mm diameter....................................................................................................................................................................... | [17 empty] | 238.53 |  |  |  | 27.97 |  |  | 33.82 | 141.20 |  | 47038 |  |  |  | 47038 | 238.53 27.97 33.82 141.20 47038 | 238.53 | 27.97 | 33.82 | 141.2 | 238.53 | 27.97 | 33.82 | 141.2
47039 | 47039 | 25 mm diameter....................................................................................................................................................................... | [17 empty] | 329.83 |  |  |  | 28.63 |  |  | 34.48 | 188.62 |  | 47039 |  |  |  | 47039 | 329.83 28.63 34.48 188.62 47039 | 329.83 | 28.63 | 34.48 | 188.62 | 329.83 | 28.63 | 34.48 | 188.62
47040 | 47040 | 32 mm diameter....................................................................................................................................................................... | [17 empty] | 432.85 |  |  |  | 29.29 |  |  | 35.04 | 236.05 |  | 47040 |  |  |  | 47040 | 432.85 29.29 35.04 236.05 47040 | 432.85 | 29.29 | 35.04 | 236.05 | 432.85 | 29.29 | 35.04 | 236.05
47041 | 47041 | 40 mm diameter....................................................................................................................................................................... | [17 empty] | 512.83 |  |  |  | 29.96 |  |  | 35.70 | 264.07 |  | 47041 |  |  |  | 47041 | 512.83 29.96 35.70 264.07 47041 | 512.83 | 29.96 | 35.7 | 264.07 | 512.83 | 29.96 | 35.7 | 264.07
47042 | 47042 | 50 mm diameter....................................................................................................................................................................... | [17 empty] | 644.57 |  |  |  | 31.17 |  |  | 37.02 | 282.40 |  | 47042 |  |  |  | 47042 | 644.57 31.17 37.02 282.40 47042 | 644.57 | 31.17 | 37.02 | 282.4 | 644.57 | 31.17 | 37.02 | 282.4
47/8
47 | 47 | FUEL SUPPLY SYSTEM | [13 empty] | 47
| Item | Item
FUEL SUPPLY SYSTEM EQUIPMENT (CONT'D)
| Take | [24 empty] | Take
| Supply | [22 empty] | down |  | down |  | Fix
| Pipeworks (Cont'd) | [5 empty] | and | [16 empty] | and |  | and set |  | only
| fix | [22 empty] | clear |  | aside for
| away | [24 empty] | re-use
Bronze strainer, double type c/w all necessary accessories : -
| A | [22 empty] | B |  | C |  | D
| Per strainer |  |  |  | $ | [18 empty] | $ |  | $ |  | $
47043 | 47043 | 20 mm diameter....................................................................................................................................................................... | [17 empty] | 231.85 |  |  |  | 27.97 |  |  | 33.82 | 141.20 |  | 47043 |  |  |  | 47043 | 231.85 27.97 33.82 141.20 47043 | 231.85 | 27.97 | 33.82 | 141.2 | 231.85 | 27.97 | 33.82 | 141.2
47044 | 47044 | 25 mm diameter....................................................................................................................................................................... | [17 empty] | 316.35 |  |  |  | 28.63 |  |  | 34.48 | 188.62 |  | 47044 |  |  |  | 47044 | 316.35 28.63 34.48 188.62 47044 | 316.35 | 28.63 | 34.48 | 188.62 | 316.35 | 28.63 | 34.48 | 188.62
47045 | 47045 | 32 mm diameter....................................................................................................................................................................... | [17 empty] | 424.01 |  |  |  | 29.29 |  |  | 35.04 | 236.05 |  | 47045 |  |  |  | 47045 | 424.01 29.29 35.04 236.05 47045 | 424.01 | 29.29 | 35.04 | 236.05 | 424.01 | 29.29 | 35.04 | 236.05
47046 | 47046 | 40 mm diameter....................................................................................................................................................................... | [17 empty] | 504.55 |  |  |  | 29.96 |  |  | 35.70 | 264.07 |  | 47046 |  |  |  | 47046 | 504.55 29.96 35.70 264.07 47046 | 504.55 | 29.96 | 35.7 | 264.07 | 504.55 | 29.96 | 35.7 | 264.07
47047 | 47047 | 50 mm diameter....................................................................................................................................................................... | [17 empty] | 689.54 |  |  |  | 31.17 |  |  | 37.02 | 282.40 |  | 47047 |  |  |  | 47047 | 689.54 31.17 37.02 282.40 47047 | 689.54 | 31.17 | 37.02 | 282.4 | 689.54 | 31.17 | 37.02 | 282.4
Control : -
Per set
47048 | 47048 | Fuel supply control system c/w flameproof fuel transfer pump control panel and
flameproof level monitoring control panel with certificate issued by BASEEFA, with
| IPMCSP and IP 65 enclosure to IEC 60529, protection type EEx d flameproof.................................................................. | [18 empty] | 12,627.48 |  |  |  | 536.78 |  |  | 615.46 | 1,168.40 |  | 47048 |  |  |  | 47048 | 12,627.48 536.78 615.46 1,168.40 47048 | 12627.48 | 536.78 | 615.46 | 1168.4 | 12627.48 | 536.78 | 615.46 | 1168.4
(The actual rate should be : $126,274.80 for Item 47048A)
47049 | 47049 | Flameproof control panel for high level visible and audible alarm....................................................................................... | [17 empty] | 27,058.89 |  |  |  | 536.78 |  |  | 615.46 | 1,168.40 |  | 47049 |  |  |  | 47049 | 27,058.89 536.78 615.46 1,168.40 47049 | 27058.89 | 536.78 | 615.46 | 1168.4 | 27058.89 | 536.78 | 615.46 | 1168.4
47050 | 47050 | Remote on/ off control panel for fuel transfer pump c/w all necessary accessories.............................................................. | [17 empty] | 18,039.25 |  |  |  | 536.78 |  |  | 615.46 | 1,168.40 |  | 47050 |  |  |  | 47050 | 18,039.25 536.78 615.46 1,168.40 47050 | 18039.25 | 536.78 | 615.46 | 1168.4 | 18039.25 | 536.78 | 615.46 | 1168.4
47/9
Section 48
CHIMNEY
48 | 48 | CHIMNEY | [8 empty] | 48
SECTION 48
CHIMNEY
SPECIAL CONDITIONS
| Measurement |  |  | SC48.01 | [6 empty] | Flue pipe/ aluminium cladding shall be measured in linear metres.
of flue pipe/
aluminium
cladding
| Measurement |  |  | SC48.02 | [6 empty] | Insulation to flue pipe/ aluminium cladding shall be measured the diameter of the pipe in
| of insulation |  |  | linear metres.
to flue pipe
| Measurement |  |  | SC48.03 | [6 empty] | Where a temporary supply is ordered by the Maintenance Surveyor, the provision of all
| of temporary |  |  | articles, labour and accessory materials (nails, screws, rawplugs and similar) necessary for
| supply | fixing shall be of temporary nature. For "use and waste" of all materials and accessories,
etc., for a period of not exceeding four weeks from the date of certified completion, 50
per cent of the value of the appropriate "supply and fix" items after the adjustment of
contract percentages will be paid. For a period exceeding four weeks and not exceeding
eight weeks, 55 per cent will be paid and for each subsequent month a further addition of
5 per cent will be made.
For a period of more than six months, the full rates, as for permanent works will be paid,
and the materials will become the property of the Employer.
No extra payment will be made for the removal of materials in connection with the
temporary supply, but the cost of which shall have been included in the payment as
aforementioned in the first paragraph hereof. The date of certified completion of a
temporary supply shall be the date when the installation is first brought into service. The
date when it ceases to be used shall be the date from which the Maintenance Surveyor
instructs the dismantlement of the installation, or the date when the installation is no longer
in use, whichever is earlier.
| Rates generally |  |  | SC48.04 | [6 empty] | The rate for all items shall generally include for : -
| (a) | [11 empty] | Priming or painting off site and proprietary finishes or surface treatment applied as
part of the production process whether applied before or after fabrication and
assembly.
| (b) | [11 empty] | All mild steel supports in outdoor environment.
| (c) | [11 empty] | All protective and finishing painting work, apart from additional painting work
specifically ordered by the Maintenance Surveyor in writing which shall be
measured separately and paid for at the appropriate rates under Section 15 -
Painting of this Schedule.
48/1
48 | 48 | CHIMNEY | [8 empty] | 48
SPECIAL CONDITIONS
| Rates generally |  |  | SC48.04 | [6 empty] | (d) |  | Any kind of fixing method including provision of screws, nuts, bolts, shims,
| (Cont'd) |  |  | (Cont'd) | [6 empty] | washers, clips, hangers, supports, brackets, spring compensated and seismic
restraints and isolating components, expansion bellows, compensators and the
like.
| (e) | [11 empty] | Submission of catalogues, technical literature, data, calculations, test certificates
and approval documentation covering the equipment and materials being supplied.
| (f) | [11 empty] | Testing and commissioning including submission of Testing and Commissioning
Certificates and Records of Tests.
| (g) | [11 empty] | Provision of all necessary power, fuel, labour and testing instrument of approved
type for testing and commissioning.
| (h) | [11 empty] | Attending fault and complaint during the Maintenance Period.
| (i) | [11 empty] | Meeting statutory requirements for disposal of waste materials.
| Rates for |  |  | SC48.05 | [6 empty] | The rates for equipment shall further include for : -
equipment
| (a) | [11 empty] | Submission of wind load and structural design calculations.
| (b) | [11 empty] | Submission of calculations, shop drawings and other relevant information to
Environmental Protection Department for approval in accordance with the Air
Pollution Control Regulations.
| (c) | [11 empty] | Preparing and submitting detail working drawings as required and all shop
drawings for the fabrication and installation.
| (d) | [11 empty] | Attendance, as required, of the manufacturers' representative to assist in the
installation and subsequent testing and commissioning.
| (e) | [11 empty] | All necessary statutory submission to all relevant Authorities including employing
competent examiners for testing and inspection of the equipment to satisfy the
requirements of Labour Department.
| (f) | [11 empty] | Structural design and associated drawings for approval prior to manufacturing.
The design shall be attested by a professional structural engineer licensed to
practices in Hong Kong.
| (g) | [11 empty] | Welds examined by means of non-destructive tests (NDT).
| (h) | [11 empty] | Meeting the design life of the chimney stack and supporting structures for at least
20 years.
| (i) | [11 empty] | Lightning protection facilities.
| (j) | [11 empty] | All welding carried out only by experienced welders with recognised certificates
of proficiency.
| (k) | [11 empty] | Checking of verticality by optical tooling method using the alignment telescope or
jig alignment telescope, jig transit and precise level.
48/2
48 | 48 | CHIMNEY | [8 empty] | 48
SPECIAL CONDITIONS
| Particular |  |  | SC48.06 | [6 empty] | The Particular Specification for chimney installation can be found in the Contract.
Specification
48/3
48 | 48 | CHIMNEY | [8 empty] | 48
| Item | Item
CHIMNEY EQUIPMENT
| Mild steel vertical flue pipe c/w mounting brackets; c/w 25 mm thick mineral wool | [17 empty] | Take | [6 empty] | Take
| insulation and 1.6 mm thick aluminium cladding to maintain flue gas at 150°C minimum; | [17 empty] | Supply |  |  |  |  | down |  | down |  | Fix
| c/w protector against lightning to BS EN 62305; painted with two layers of dry | [16 empty] | and | [5 empty] | and |  | and set |  | only
| films each of 2 mm thick pure silicon resin and heat resistant aluminium coating on the | [17 empty] | fix |  |  |  |  | clear |  | aside for
| interior and exterior surfaces of chimney to EN 1993-3-2:2006 : - | [14 empty] | away | [9 empty] | re-use
Up to 3m in height, and chimney size at : -
| A | [22 empty] | B |  | C |  | D
| Per chimney |  |  |  | $ | [18 empty] | $ |  | $ |  | $
48001 | 48001 | 50 mm diameter....................................................................................................................................................................... | [17 empty] | 649.57 |  |  |  | 240.58 |  |  | - | - |  | 48001 |  |  |  | 48001 | 649.57 240.58 - - 48001 | 649.57 | 240.58 | #VALUE! | #VALUE! | 649.57 | 240.58 | - | -
48002 | 48002 | 80 mm diameter....................................................................................................................................................................... | [17 empty] | 842.04 |  |  |  | 320.78 |  |  | - | - |  | 48002 |  |  |  | 48002 | 842.04 320.78 - - 48002 | 842.04 | 320.78 | #VALUE! | #VALUE! | 842.04 | 320.78 | - | -
48003 | 48003 | 100 mm diameter.................................................................................................................................................................... | [17 empty] | 922.23 |  |  |  | 320.78 |  |  | - | - |  | 48003 |  |  |  | 48003 | 922.23 320.78 - - 48003 | 922.23 | 320.78 | #VALUE! | #VALUE! | 922.23 | 320.78 | - | -
48004 | 48004 | 125 mm diameter.................................................................................................................................................................... | [17 empty] | 1,042.52 |  |  |  | 320.78 |  |  | - | - |  | 48004 |  |  |  | 48004 | 1,042.52 320.78 - - 48004 | 1042.52 | 320.78 | #VALUE! | #VALUE! | 1042.52 | 320.78 | - | -
48005 | 48005 | 150 mm diameter.................................................................................................................................................................... | [17 empty] | 1,283.10 |  |  |  | 320.78 |  |  | - | - |  | 48005 |  |  |  | 48005 | 1,283.10 320.78 - - 48005 | 1283.1 | 320.78 | #VALUE! | #VALUE! | 1283.1 | 320.78 | - | -
48006 | 48006 | 200 mm diameter.................................................................................................................................................................... | [17 empty] | 2,004.85 |  |  |  | 400.97 |  |  | - | - |  | 48006 |  |  |  | 48006 | 2,004.85 400.97 - - 48006 | 2004.85 | 400.97 | #VALUE! | #VALUE! | 2004.85 | 400.97 | - | -
48007 | 48007 | 250 mm diameter.................................................................................................................................................................... | [17 empty] | 2,245.43 |  |  |  | 400.97 |  |  | - | - |  | 48007 |  |  |  | 48007 | 2,245.43 400.97 - - 48007 | 2245.43 | 400.97 | #VALUE! | #VALUE! | 2245.43 | 400.97 | - | -
48008 | 48008 | 300 mm diameter.................................................................................................................................................................... | [17 empty] | 2,486.01 |  |  |  | 641.55 |  |  | - | - |  | 48008 |  |  |  | 48008 | 2,486.01 641.55 - - 48008 | 2486.01 | 641.55 | #VALUE! | #VALUE! | 2486.01 | 641.55 | - | -
48009 | 48009 | 350 mm diameter.................................................................................................................................................................... | [17 empty] | 3,207.76 |  |  |  | 641.55 |  |  | - | - |  | 48009 |  |  |  | 48009 | 3,207.76 641.55 - - 48009 | 3207.76 | 641.55 | #VALUE! | #VALUE! | 3207.76 | 641.55 | - | -
48010 | 48010 | 400 mm diameter.................................................................................................................................................................... | [17 empty] | 4,811.64 |  |  |  | 842.04 |  |  | - | - |  | 48010 |  |  |  | 48010 | 4,811.64 842.04 - - 48010 | 4811.64 | 842.04 | #VALUE! | #VALUE! | 4811.64 | 842.04 | - | -
48011 | 48011 | 450 mm diameter.................................................................................................................................................................... | [17 empty] | 5,212.61 |  |  |  | 842.04 |  |  | - | - |  | 48011 |  |  |  | 48011 | 5,212.61 842.04 - - 48011 | 5212.61 | 842.04 | #VALUE! | #VALUE! | 5212.61 | 842.04 | - | -
Add height of above items (with 25 mm thick mineral wool insulation) for each additional
linear metre or part thereof : -
Per linear metre
48012 | 48012 | 50 mm diameter....................................................................................................................................................................... | [17 empty] | 216.52 |  |  |  | 80.19 |  |  | - | - |  | 48012 |  |  |  | 48012 | 216.52 80.19 - - 48012 | 216.52 | 80.19 | #VALUE! | #VALUE! | 216.52 | 80.19 | - | -
48013 | 48013 | 80 mm diameter....................................................................................................................................................................... | [17 empty] | 280.68 |  |  |  | 106.93 |  |  | - | - |  | 48013 |  |  |  | 48013 | 280.68 106.93 - - 48013 | 280.68 | 106.93 | #VALUE! | #VALUE! | 280.68 | 106.93 | - | -
48014 | 48014 | 100 mm diameter.................................................................................................................................................................... | [17 empty] | 307.94 |  |  |  | 106.93 |  |  | - | - |  | 48014 |  |  |  | 48014 | 307.94 106.93 - - 48014 | 307.94 | 106.93 | #VALUE! | #VALUE! | 307.94 | 106.93 | - | -
48015 | 48015 | 125 mm diameter.................................................................................................................................................................... | [17 empty] | 347.51 |  |  |  | 106.93 |  |  | - | - |  | 48015 |  |  |  | 48015 | 347.51 106.93 - - 48015 | 347.51 | 106.93 | #VALUE! | #VALUE! | 347.51 | 106.93 | - | -
48016 | 48016 | 150 mm diameter.................................................................................................................................................................... | [17 empty] | 427.70 |  |  |  | 106.93 |  |  | - | - |  | 48016 |  |  |  | 48016 | 427.70 106.93 - - 48016 | 427.7 | 106.93 | #VALUE! | #VALUE! | 427.7 | 106.93 | - | -
48/4
48 | 48 | CHIMNEY | [8 empty] | 48
| Item | Item
| CHIMNEY EQUIPMENT (CONT'D) | [11 empty] | Take | [12 empty] | Take
| Supply | [22 empty] | down |  | down |  | Fix
| and | [22 empty] | and |  | and set |  | only
| Add height of above items (with 25 mm thick mineral wool insulation) for each additional | [17 empty] | fix |  |  |  |  | clear |  | aside for
| linear metre or part thereof : - (Cont'd) | [9 empty] | away | [14 empty] | re-use
| A | [22 empty] | B |  | C |  | D
| Per linear metre |  |  |  |  | $ | [17 empty] | $ |  | $ |  | $
48017 | 48017 | 200 mm diameter.................................................................................................................................................................... | [17 empty] | 668.28 |  |  |  | 133.92 |  |  | - | - |  | 48017 |  |  |  | 48017 | 668.28 133.92 - - 48017 | 668.28 | 133.92 | #VALUE! | #VALUE! | 668.28 | 133.92 | - | -
48018 | 48018 | 250 mm diameter.................................................................................................................................................................... | [17 empty] | 748.48 |  |  |  | 133.92 |  |  | - | - |  | 48018 |  |  |  | 48018 | 748.48 133.92 - - 48018 | 748.48 | 133.92 | #VALUE! | #VALUE! | 748.48 | 133.92 | - | -
48019 | 48019 | 300 mm diameter.................................................................................................................................................................... | [17 empty] | 828.67 |  |  |  | 213.85 |  |  | - | - |  | 48019 |  |  |  | 48019 | 828.67 213.85 - - 48019 | 828.67 | 213.85 | #VALUE! | #VALUE! | 828.67 | 213.85 | - | -
48020 | 48020 | 350 mm diameter.................................................................................................................................................................... | [17 empty] | 1,069.25 |  |  |  | 213.85 |  |  | - | - |  | 48020 |  |  |  | 48020 | 1,069.25 213.85 - - 48020 | 1069.25 | 213.85 | #VALUE! | #VALUE! | 1069.25 | 213.85 | - | -
48021 | 48021 | 400 mm diameter.................................................................................................................................................................... | [17 empty] | 1,603.88 |  |  |  | 280.68 |  |  | - | - |  | 48021 |  |  |  | 48021 | 1,603.88 280.68 - - 48021 | 1603.88 | 280.68 | #VALUE! | #VALUE! | 1603.88 | 280.68 | - | -
48022 | 48022 | 450 mm diameter.................................................................................................................................................................... | [17 empty] | 1,700.11 |  |  |  | 280.68 |  |  | - | - |  | 48022 |  |  |  | 48022 | 1,700.11 280.68 - - 48022 | 1700.11 | 280.68 | #VALUE! | #VALUE! | 1700.11 | 280.68 | - | -
Mild steel vertical flue pipe c/w mounting brackets; c/w 50 mm thick mineral wool
insulation and 1.6 mm thick aluminium cladding to maintain flue gas at 150°C minimum;
c/w protector against lightning to BS EN 62305; painted with two layers of dry
films each of 2 mm thick pure silicon resin and heat resistant aluminium coating on the
interior and exterior surfaces of chimney to EN 1993-3-2:2006 : -
Up to 3m in height, and chimney size at : -
Per chimney
48023 | 48023 | 50 mm diameter....................................................................................................................................................................... | [17 empty] | 681.65 |  |  |  | 240.58 |  |  | - | - |  | 48023 |  |  |  | 48023 | 681.65 240.58 - - 48023 | 681.65 | 240.58 | #VALUE! | #VALUE! | 681.65 | 240.58 | - | -
48024 | 48024 | 80 mm diameter....................................................................................................................................................................... | [17 empty] | 962.33 |  |  |  | 320.78 |  |  | - | - |  | 48024 |  |  |  | 48024 | 962.33 320.78 - - 48024 | 962.33 | 320.78 | #VALUE! | #VALUE! | 962.33 | 320.78 | - | -
48025 | 48025 | 100 mm diameter.................................................................................................................................................................... | [17 empty] | 1,034.50 |  |  |  | 320.78 |  |  | - | - |  | 48025 |  |  |  | 48025 | 1,034.50 320.78 - - 48025 | 1034.5 | 320.78 | #VALUE! | #VALUE! | 1034.5 | 320.78 | - | -
48026 | 48026 | 125 mm diameter.................................................................................................................................................................... | [17 empty] | 1,130.73 |  |  |  | 320.78 |  |  | - | - |  | 48026 |  |  |  | 48026 | 1,130.73 320.78 - - 48026 | 1130.73 | 320.78 | #VALUE! | #VALUE! | 1130.73 | 320.78 | - | -
48027 | 48027 | 150 mm diameter.................................................................................................................................................................... | [17 empty] | 1,355.28 |  |  |  | 320.78 |  |  | - | - |  | 48027 |  |  |  | 48027 | 1,355.28 320.78 - - 48027 | 1355.28 | 320.78 | #VALUE! | #VALUE! | 1355.28 | 320.78 | - | -
48028 | 48028 | 200 mm diameter.................................................................................................................................................................... | [17 empty] | 2,165.24 |  |  |  | 400.97 |  |  | - | - |  | 48028 |  |  |  | 48028 | 2,165.24 400.97 - - 48028 | 2165.24 | 400.97 | #VALUE! | #VALUE! | 2165.24 | 400.97 | - | -
48029 | 48029 | 250 mm diameter.................................................................................................................................................................... | [17 empty] | 2,486.01 |  |  |  | 400.97 |  |  | - | - |  | 48029 |  |  |  | 48029 | 2,486.01 400.97 - - 48029 | 2486.01 | 400.97 | #VALUE! | #VALUE! | 2486.01 | 400.97 | - | -
48030 | 48030 | 300 mm diameter.................................................................................................................................................................... | [17 empty] | 2,646.40 |  |  |  | 641.55 |  |  | - | - |  | 48030 |  |  |  | 48030 | 2,646.40 641.55 - - 48030 | 2646.4 | 641.55 | #VALUE! | #VALUE! | 2646.4 | 641.55 | - | -
48031 | 48031 | 350 mm diameter.................................................................................................................................................................... | [17 empty] | 3,448.34 |  |  |  | 641.55 |  |  | - | - |  | 48031 |  |  |  | 48031 | 3,448.34 641.55 - - 48031 | 3448.34 | 641.55 | #VALUE! | #VALUE! | 3448.34 | 641.55 | - | -
48032 | 48032 | 400 mm diameter.................................................................................................................................................................... | [17 empty] | 5,052.22 |  |  |  | 842.04 |  |  | - | - |  | 48032 |  |  |  | 48032 | 5,052.22 842.04 - - 48032 | 5052.22 | 842.04 | #VALUE! | #VALUE! | 5052.22 | 842.04 | - | -
48033 | 48033 | 450 mm diameter.................................................................................................................................................................... | [17 empty] | 5,533.38 |  |  |  | 842.04 |  |  | - | - |  | 48033 |  |  |  | 48033 | 5,533.38 842.04 - - 48033 | 5533.38 | 842.04 | #VALUE! | #VALUE! | 5533.38 | 842.04 | - | -
48/5
48 | 48 | CHIMNEY | [8 empty] | 48
| Item | Item
| CHIMNEY EQUIPMENT (CONT'D) | [11 empty] | Take | [12 empty] | Take
| Supply | [22 empty] | down |  | down |  | Fix
| and | [22 empty] | and |  | and set |  | only
| Add height of above items (with 50 mm thick mineral wool insulation) for each additional | [17 empty] | fix |  |  |  |  | clear |  | aside for
| linear metre or part thereof : - | [9 empty] | away | [14 empty] | re-use
| A | [22 empty] | B |  | C |  | D
| Per linear metre |  |  |  |  | $ | [17 empty] | $ |  | $ |  | $
48034 | 48034 | 50 mm diameter....................................................................................................................................................................... | [17 empty] | 228.55 |  |  |  | 80.19 |  |  | - | - |  | 48034 |  |  |  | 48034 | 228.55 80.19 - - 48034 | 228.55 | 80.19 | #VALUE! | #VALUE! | 228.55 | 80.19 | - | -
48035 | 48035 | 80 mm diameter....................................................................................................................................................................... | [17 empty] | 320.78 |  |  |  | 106.93 |  |  | - | - |  | 48035 |  |  |  | 48035 | 320.78 106.93 - - 48035 | 320.78 | 106.93 | #VALUE! | #VALUE! | 320.78 | 106.93 | - | -
48036 | 48036 | 100 mm diameter.................................................................................................................................................................... | [17 empty] | 344.83 |  |  |  | 106.93 |  |  | - | - |  | 48036 |  |  |  | 48036 | 344.83 106.93 - - 48036 | 344.83 | 106.93 | #VALUE! | #VALUE! | 344.83 | 106.93 | - | -
48037 | 48037 | 125 mm diameter.................................................................................................................................................................... | [17 empty] | 376.91 |  |  |  | 106.93 |  |  | - | - |  | 48037 |  |  |  | 48037 | 376.91 106.93 - - 48037 | 376.91 | 106.93 | #VALUE! | #VALUE! | 376.91 | 106.93 | - | -
48038 | 48038 | 150 mm diameter.................................................................................................................................................................... | [17 empty] | 451.76 |  |  |  | 106.93 |  |  | - | - |  | 48038 |  |  |  | 48038 | 451.76 106.93 - - 48038 | 451.76 | 106.93 | #VALUE! | #VALUE! | 451.76 | 106.93 | - | -
48039 | 48039 | 200 mm diameter.................................................................................................................................................................... | [17 empty] | 721.75 |  |  |  | 133.92 |  |  | - | - |  | 48039 |  |  |  | 48039 | 721.75 133.92 - - 48039 | 721.75 | 133.92 | #VALUE! | #VALUE! | 721.75 | 133.92 | - | -
48040 | 48040 | 250 mm diameter.................................................................................................................................................................... | [17 empty] | 828.67 |  |  |  | 133.92 |  |  | - | - |  | 48040 |  |  |  | 48040 | 828.67 133.92 - - 48040 | 828.67 | 133.92 | #VALUE! | #VALUE! | 828.67 | 133.92 | - | -
48041 | 48041 | 300 mm diameter.................................................................................................................................................................... | [17 empty] | 882.13 |  |  |  | 213.85 |  |  | - | - |  | 48041 |  |  |  | 48041 | 882.13 213.85 - - 48041 | 882.13 | 213.85 | #VALUE! | #VALUE! | 882.13 | 213.85 | - | -
48042 | 48042 | 350 mm diameter.................................................................................................................................................................... | [17 empty] | 1,149.45 |  |  |  | 213.85 |  |  | - | - |  | 48042 |  |  |  | 48042 | 1,149.45 213.85 - - 48042 | 1149.45 | 213.85 | #VALUE! | #VALUE! | 1149.45 | 213.85 | - | -
48043 | 48043 | 400 mm diameter.................................................................................................................................................................... | [17 empty] | 1,684.07 |  |  |  | 280.68 |  |  | - | - |  | 48043 |  |  |  | 48043 | 1,684.07 280.68 - - 48043 | 1684.07 | 280.68 | #VALUE! | #VALUE! | 1684.07 | 280.68 | - | -
48044 | 48044 | 450 mm diameter.................................................................................................................................................................... | [17 empty] | 1,844.46 |  |  |  | 280.68 |  |  | - | - |  | 48044 |  |  |  | 48044 | 1,844.46 280.68 - - 48044 | 1844.46 | 280.68 | #VALUE! | #VALUE! | 1844.46 | 280.68 | - | -
Aluminium cladding 1.6 mm thick for chimney insulation c/w 50 mm insulation for
chimney internal diameter at : -
Per linear metre
48045 | 48045 | 100 mm diameter.................................................................................................................................................................... | [17 empty] | 123.52 |  |  |  | 8.69 |  |  | 9.30 | 23.03 |  | 48045 |  |  |  | 48045 | 123.52 8.69 9.30 23.03 48045 | 123.52 | 8.69 | 9.3 | 23.03 | 123.52 | 8.69 | 9.3 | 23.03
48046 | 48046 | 125 mm diameter.................................................................................................................................................................... | [17 empty] | 137.98 |  |  |  | 12.28 |  |  | 13.45 | 26.18 |  | 48046 |  |  |  | 48046 | 137.98 12.28 13.45 26.18 48046 | 137.98 | 12.28 | 13.45 | 26.18 | 137.98 | 12.28 | 13.45 | 26.18
48047 | 48047 | 150 mm diameter.................................................................................................................................................................... | [17 empty] | 156.21 |  |  |  | 14.89 |  |  | 16.17 | 29.32 |  | 48047 |  |  |  | 48047 | 156.21 14.89 16.17 29.32 48047 | 156.21 | 14.89 | 16.17 | 29.32 | 156.21 | 14.89 | 16.17 | 29.32
48048 | 48048 | 200 mm diameter.................................................................................................................................................................... | [17 empty] | 180.80 |  |  |  | 16.78 |  |  | 17.85 | 33.51 |  | 48048 |  |  |  | 48048 | 180.80 16.78 17.85 33.51 48048 | 180.8 | 16.78 | 17.85 | 33.51 | 180.8 | 16.78 | 17.85 | 33.51
48049 | 48049 | 250 mm diameter.................................................................................................................................................................... | [17 empty] | 220.09 |  |  |  | 20.57 |  |  | 22.27 | 41.88 |  | 48049 |  |  |  | 48049 | 220.09 20.57 22.27 41.88 48049 | 220.09 | 20.57 | 22.27 | 41.88 | 220.09 | 20.57 | 22.27 | 41.88
48050 | 48050 | 300 mm diameter.................................................................................................................................................................... | [17 empty] | 264.97 |  |  |  | 25.05 |  |  | 27.51 | 51.30 |  | 48050 |  |  |  | 48050 | 264.97 25.05 27.51 51.30 48050 | 264.97 | 25.05 | 27.51 | 51.3 | 264.97 | 25.05 | 27.51 | 51.3
48051 | 48051 | 350 mm diameter.................................................................................................................................................................... | [17 empty] | 293.25 |  |  |  | 27.90 |  |  | 30.62 | 57.59 |  | 48051 |  |  |  | 48051 | 293.25 27.90 30.62 57.59 48051 | 293.25 | 27.9 | 30.62 | 57.59 | 293.25 | 27.9 | 30.62 | 57.59
48052 | 48052 | 400 mm diameter.................................................................................................................................................................... | [17 empty] | 321.53 |  |  |  | 30.18 |  |  | 33.16 | 62.82 |  | 48052 |  |  |  | 48052 | 321.53 30.18 33.16 62.82 48052 | 321.53 | 30.18 | 33.16 | 62.82 | 321.53 | 30.18 | 33.16 | 62.82
48053 | 48053 | 450 mm diameter.................................................................................................................................................................... | [17 empty] | 356.32 |  |  |  | 34.27 |  |  | 37.35 | 70.15 |  | 48053 |  |  |  | 48053 | 356.32 34.27 37.35 70.15 48053 | 356.32 | 34.27 | 37.35 | 70.15 | 356.32 | 34.27 | 37.35 | 70.15
48/6
48 | 48 | CHIMNEY | [8 empty] | 48
| Item | Item
CHIMNEY EQUIPMENT (CONT'D)
| Stainless steel flue pipes and fitting c/w stainless steel of Grade 316 inner wall of minimum | [17 empty] | Take | [6 empty] | Take
| 0.6 mm thick and stainless steel of grade 304 outer wall of minimum 0.5 mm thick; | [17 empty] | Supply |  |  |  |  | down |  | down |  | Fix
| c/w 30 mm thick mineral wool insulation between the walls; S.S. tubes and the insulation | [17 empty] | and |  |  |  |  | and |  | and set |  | only
| shall be factory fabricated in sections to ensure structured integrity and strength; c/w | [17 empty] | fix |  |  |  |  | clear |  | aside for
| water/ gas tight flue section joints and drain points : - | [12 empty] | away | [11 empty] | re-use
Up to 3m in height, and chimney size at : -
| A | [22 empty] | B |  | C |  | D
| Per chimney |  |  |  | $ | [18 empty] | $ |  | $ |  | $
48054 | 48054 | 80 mm diameter....................................................................................................................................................................... | [17 empty] | 1,122.72 |  |  |  | 240.58 |  |  | - | - |  | 48054 |  |  |  | 48054 | 1,122.72 240.58 - - 48054 | 1122.72 | 240.58 | #VALUE! | #VALUE! | 1122.72 | 240.58 | - | -
48055 | 48055 | 100 mm diameter.................................................................................................................................................................... | [17 empty] | 1,202.91 |  |  |  | 320.78 |  |  | - | - |  | 48055 |  |  |  | 48055 | 1,202.91 320.78 - - 48055 | 1202.91 | 320.78 | #VALUE! | #VALUE! | 1202.91 | 320.78 | - | -
48056 | 48056 | 125 mm diameter.................................................................................................................................................................... | [17 empty] | 1,316.87 |  |  |  | 320.78 |  |  | - | - |  | 48056 |  |  |  | 48056 | 1,316.87 320.78 - - 48056 | 1316.87 | 320.78 | #VALUE! | #VALUE! | 1316.87 | 320.78 | - | -
48057 | 48057 | 150 mm diameter.................................................................................................................................................................... | [17 empty] | 1,591.22 |  |  |  | 320.78 |  |  | - | - |  | 48057 |  |  |  | 48057 | 1,591.22 320.78 - - 48057 | 1591.22 | 320.78 | #VALUE! | #VALUE! | 1591.22 | 320.78 | - | -
48058 | 48058 | 200 mm diameter.................................................................................................................................................................... | [17 empty] | 2,030.17 |  |  |  | 320.78 |  |  | - | - |  | 48058 |  |  |  | 48058 | 2,030.17 320.78 - - 48058 | 2030.17 | 320.78 | #VALUE! | #VALUE! | 2030.17 | 320.78 | - | -
48059 | 48059 | 250 mm diameter.................................................................................................................................................................... | [17 empty] | 2,798.35 |  |  |  | 400.97 |  |  | - | - |  | 48059 |  |  |  | 48059 | 2,798.35 400.97 - - 48059 | 2798.35 | 400.97 | #VALUE! | #VALUE! | 2798.35 | 400.97 | - | -
48060 | 48060 | 300 mm diameter.................................................................................................................................................................... | [17 empty] | 3,127.56 |  |  |  | 400.97 |  |  | - | - |  | 48060 |  |  |  | 48060 | 3,127.56 400.97 - - 48060 | 3127.56 | 400.97 | #VALUE! | #VALUE! | 3127.56 | 400.97 | - | -
48061 | 48061 | 350 mm diameter.................................................................................................................................................................... | [17 empty] | 4,170.09 |  |  |  | 641.55 |  |  | - | - |  | 48061 |  |  |  | 48061 | 4,170.09 641.55 - - 48061 | 4170.09 | 641.55 | #VALUE! | #VALUE! | 4170.09 | 641.55 | - | -
48062 | 48062 | 400 mm diameter.................................................................................................................................................................... | [17 empty] | 5,816.17 |  |  |  | 641.55 |  |  | - | - |  | 48062 |  |  |  | 48062 | 5,816.17 641.55 - - 48062 | 5816.17 | 641.55 | #VALUE! | #VALUE! | 5816.17 | 641.55 | - | -
48063 | 48063 | 500 mm diameter.................................................................................................................................................................... | [17 empty] | 6,310.00 |  |  |  | 842.04 |  |  | - | - |  | 48063 |  |  |  | 48063 | 6,310.00 842.04 - - 48063 | 6310 | 842.04 | #VALUE! | #VALUE! | 6310 | 842.04 | - | -
48064 | 48064 | 600 mm diameter.................................................................................................................................................................... | [17 empty] | 7,242.78 |  |  |  | 842.04 |  |  | - | - |  | 48064 |  |  |  | 48064 | 7,242.78 842.04 - - 48064 | 7242.78 | 842.04 | #VALUE! | #VALUE! | 7242.78 | 842.04 | - | -
48/7
48 | 48 | CHIMNEY | [8 empty] | 48
| Item | Item
| CHIMNEY EQUIPMENT (CONT'D) | [11 empty] | Take | [12 empty] | Take
| Supply | [22 empty] | down |  | down |  | Fix
| and | [22 empty] | and |  | and set |  | only
| Add height of above items (with 30 mm thick mineral wool insulation) for each additional | [17 empty] | fix |  |  |  |  | clear |  | aside for
| linear metre or part thereof : - | [9 empty] | away | [14 empty] | re-use
| A | [22 empty] | B |  | C |  | D
| Per linear metre |  |  |  |  | $ | [17 empty] | $ |  | $ |  | $
48065 | 48065 | 80 mm diameter....................................................................................................................................................................... | [17 empty] | 372.90 |  |  |  | 80.19 |  |  | - | - |  | 48065 |  |  |  | 48065 | 372.90 80.19 - - 48065 | 372.9 | 80.19 | #VALUE! | #VALUE! | 372.9 | 80.19 | - | -
48066 | 48066 | 100 mm diameter.................................................................................................................................................................... | [17 empty] | 400.97 |  |  |  | 106.93 |  |  | - | - |  | 48066 |  |  |  | 48066 | 400.97 106.93 - - 48066 | 400.97 | 106.93 | #VALUE! | #VALUE! | 400.97 | 106.93 | - | -
48067 | 48067 | 125 mm diameter.................................................................................................................................................................... | [17 empty] | 438.96 |  |  |  | 106.93 |  |  | - | - |  | 48067 |  |  |  | 48067 | 438.96 106.93 - - 48067 | 438.96 | 106.93 | #VALUE! | #VALUE! | 438.96 | 106.93 | - | -
48068 | 48068 | 150 mm diameter.................................................................................................................................................................... | [17 empty] | 530.41 |  |  |  | 106.93 |  |  | - | - |  | 48068 |  |  |  | 48068 | 530.41 106.93 - - 48068 | 530.41 | 106.93 | #VALUE! | #VALUE! | 530.41 | 106.93 | - | -
48069 | 48069 | 200 mm diameter.................................................................................................................................................................... | [17 empty] | 676.72 |  |  |  | 106.93 |  |  | - | - |  | 48069 |  |  |  | 48069 | 676.72 106.93 - - 48069 | 676.72 | 106.93 | #VALUE! | #VALUE! | 676.72 | 106.93 | - | -
48070 | 48070 | 250 mm diameter.................................................................................................................................................................... | [17 empty] | 932.78 |  |  |  | 133.92 |  |  | - | - |  | 48070 |  |  |  | 48070 | 932.78 133.92 - - 48070 | 932.78 | 133.92 | #VALUE! | #VALUE! | 932.78 | 133.92 | - | -
48071 | 48071 | 300 mm diameter.................................................................................................................................................................... | [17 empty] | 1,042.52 |  |  |  | 133.92 |  |  | - | - |  | 48071 |  |  |  | 48071 | 1,042.52 133.92 - - 48071 | 1042.52 | 133.92 | #VALUE! | #VALUE! | 1042.52 | 133.92 | - | -
48072 | 48072 | 350 mm diameter.................................................................................................................................................................... | [17 empty] | 1,390.03 |  |  |  | 214.12 |  |  | - | - |  | 48072 |  |  |  | 48072 | 1,390.03 214.12 - - 48072 | 1390.03 | 214.12 | #VALUE! | #VALUE! | 1390.03 | 214.12 | - | -
48073 | 48073 | 400 mm diameter.................................................................................................................................................................... | [17 empty] | 1,938.72 |  |  |  | 214.12 |  |  | - | - |  | 48073 |  |  |  | 48073 | 1,938.72 214.12 - - 48073 | 1938.72 | 214.12 | #VALUE! | #VALUE! | 1938.72 | 214.12 | - | -
48074 | 48074 | 500 mm diameter.................................................................................................................................................................... | [17 empty] | 2,103.33 |  |  |  | 280.68 |  |  | - | - |  | 48074 |  |  |  | 48074 | 2,103.33 280.68 - - 48074 | 2103.33 | 280.68 | #VALUE! | #VALUE! | 2103.33 | 280.68 | - | -
48075 | 48075 | 600 mm diameter.................................................................................................................................................................... | [17 empty] | 2,414.26 |  |  |  | 280.68 |  |  | - | - |  | 48075 |  |  |  | 48075 | 2,414.26 280.68 - - 48075 | 2414.26 | 280.68 | #VALUE! | #VALUE! | 2414.26 | 280.68 | - | -
48/8
Section 49
SEWAGE TREATMENT INSTALLATION
49 | 49 | SEWAGE TREATMENT INSTALLATION | [15 empty] | 49
SECTION 49
SEWAGE TREATMENT INSTALLATION
SPECIAL CONDITIONS
| Measurement |  |  | SC49.01 | [6 empty] | All works of electrical power supply up to power supply points (e.g. switchgear or isolator or spur unit
| of power supply |  |  | and the like) for the equipment shall be measured separately and paid for at the appropriate rates under
Section 27 - Lighting System and Fixtures, Section 28 - Small Power Distribution, Section 29 - Main
Distribution Systems and Section 30 - Miscellaneous Electrical Installations or other applicable Work
Sections of this Schedule.
| Measurement |  |  | SC49.02 | [6 empty] | All pumps shall be measured separately and paid for at the appropriate rates under Section 38 - HVAC -
| of pumps |  |  | Equipment or other applicable Work Sections of this Schedule.
| Measurement |  |  | SC49.03 | [6 empty] | All trench excavation shall be measured separately and paid for at the appropriate rates under Section 03 -
| of excavations, |  |  | Excavation of this Schedule. All pipe ducts, concrete thrust blocks and anchor blocks, chases in, and holes
| ducts, chases, |  |  | through existing walls, ceilings and similar for pipes, etc., (but not mortices or holes for brackets) except
| holes and other |  |  | specifically stated, shall be measured and paid for at the appropriate rates under Section 04 - Concrete
| subsidiary work |  |  | Work, Section 05 - Brickwork and Blockwork, Section 12 - Roadwork and Cable Duct and Section 13 -
Plumbing and Drainage or other applicable Work Sections of this Schedule.
| Measurement |  |  | SC49.04 | [6 empty] | Pipework shall be measured in linear metres over all in-line fittings, short running lengths and branches.
of pipework
| Measurement of |  |  | SC49.05 | [6 empty] | Cables for the equipment, control/indicating panels, fire alarm points, etc. have been allowed in the rates
| heat resistant cables |  |  |  |  | under this Section. No measurement shall be made for cables except for heat resistant cables where
| and low smoke zero |  |  |  |  | specifically ordered by the Maintenance Surveyor in writing.
halogen cables
Heat resistant cables and low smoke zero halogen cables shall be measured the net lengthas fixed in
linear metres.
| Measurement |  |  | SC49.06 | [6 empty] | Where a temporary supply is ordered by the Maintenance Surveyor, the provision of all articles, labour
| of temporary |  |  | and accessory materials (nails, screws, rawplugs and similar) necessary for fixing shall be of temporary
| supply | nature. For "use and waste" of all materials and accessories, etc., for a period of not exceeding four
weeks from the date of certified completion, 50 per cent of the value of the appropriate "supply and fix"
items after the adjustment of contract percentages will be paid. For a period exceeding four weeks
and not exceeding eight weeks, 55 per cent will be paid and for each subsequent month a further
addition of 5 per cent will be made.
For a period of more than six months, the full rates, as for permanent works will be paid, and the
materials will become the property of the Employer.
No extra payment will be made for the removal of materials in connection with the temporary supply,
but the cost of which shall have been included in the payment as aforementioned in the first paragraph
hereof. The date of certified completion of a temporary supply shall be the date when the installation is
first brought into service. The date when it ceases to be used shall be the date from which the Maintenance
Surveyor instructs the dismantlement of the installation, or the date when the installation is no longer
in use, whichever is earlier.
49/1
49 | 49 | SEWAGE TREATMENT INSTALLATION | [15 empty] | 49
SPECIAL CONDITIONS
| Rates generally |  |  | SC49.07 | [6 empty] | The rates for all items shall generally include for : -
| (a) | [11 empty] | Colour band and colour identification work.
| (b) | [11 empty] | Lettering and engraving for identification, signs, labels in both English and Chinese.
| (c) | [11 empty] | Identification plates, signs, notice plates, discs and labels in both English and Chinese.
| (d) | [11 empty] | Priming or painting off site and proprietary finishes or surface treatment applied as part of the
production process whether applied before or after fabrication and assembly.
| (e) | [11 empty] | All protective and finishing painting work, apart from additional painting work specifically ordered
by the Maintenance Surveyor in writing which shall be measured separately and paid for at the
appropriate rates under Section 15 - Painting of this Schedule.
| (f) | [11 empty] | Any kind of fixing method including provision of screws, nuts, bolts, shims, washers, clips, hangers,
supports, brackets, spring compensated and seismic restraints and isolating components and the like.
| (g) | [11 empty] | Provision of expansion joints in service runs wherever they coincide with structural expansion joints.
| (h) | [11 empty] | Submission of catalogues, technical literature, data, calculations, test certificates and approval
documentation covering the equipment and materials being supplied.
| (i) | [11 empty] | Preparing and submitting detail working drawings as required and all shop drawings for the
fabrication and installation.
| (j) | [11 empty] | Attendance, as required, of the manufacturers' representative to assist in the installation and
subsequent testing and commissioning.
| (k) | [11 empty] | Testing and commissioning including submission of Testing and Commissioning Certificates and
Records of Tests.
| (l) | [11 empty] | Provision of all necessary power, fuel, labour and testing instrument of approved type for testing
and commissioning.
| (m) | [11 empty] | Submitting all relevant documentation to Electrical and Mechanical Services Department and
Environmental Protection Department for obtaining necessary approval.
| (n) | [11 empty] | Preparing and submitting operation and maintenance manuals and as-fitted drawings for items
of works as required.
| (o) | [11 empty] | Provision of schematic diagrams covered front and back with plastic sheet including fixing to wall.
| (p) | [11 empty] | Provision of manufacturer's guarantee.
| (q) | [11 empty] | Attending fault and complaint during the Maintenance Period.
| (r) | [11 empty] | Meeting statutory requirements for disposal of waste materials.
49/2
49 | 49 | SEWAGE TREATMENT INSTALLATION | [15 empty] | 49
SPECIAL CONDITIONS
| Rates for |  |  | SC49.08 | [6 empty] | The rates for pipework shall further include for : -
pipework
| (a) | [11 empty] | All short lengths, cutting and waste, and joints in the running length.
| (b) | [11 empty] | All pipework brackets, supports, hangers, guides, anchors and the like and alternative method
of jointing and fixing as specified (if any).
| (c) | [11 empty] | All pipework fittings (e.g. bends, elbows, branches, reducers, tees, caps and the like) including
connections, cutting and jointing pipes to fittings.
| (d) | [11 empty] | Screwed sockets, tappings, bosses and welding-necks welded to pipes or flanges including
perforating the pipework or flanges.
| (e) | [11 empty] | Connections between pipework of different materials and differing grades of same material.
| (f) | [11 empty] | Provision of wall plates, ceiling plates, floor plates, high tensile holding down bolts, tapered
washers and the like for casting into the reinforced concrete corbels.
| (g) | [11 empty] | All jointing including provision of flexible connections and / or necessary adaptors and
connectors, welding consumable, jointing tapes, flanges, unions, gasket, bolts and nuts and the
like where required.
| (h) | [11 empty] | Expansion loops and compensators including connections, cutting and jointing to pipes and fittings.
| (i) | [11 empty] | Provision of all sleeves for casting in or building in where pipes pass through slabs, walls or beams
and caulking between pipe and sleeve where required.
| (j) | [11 empty] | Fixing in any position to floors, walls and ceilings including laying in trenches and fixing in chases,
ducts, false ceilings and similar positions, and wrapping with protective tapes where required.
| Rates for in-line |  |  | SC49.09 | [6 empty] | The rates for in-line pipework equipment (e.g. valves, flow meters, gauges, strainers and the like) shall
| pipework |  |  | further include for : -
equipment
| (a) | [11 empty] | Cutting and jointing to pipes and fittings.
| (b) | [11 empty] | Stripping down repacking glands and preparing spindles, as appropriate, prior to installation.
| Rates for |  |  | SC49.10 | [6 empty] | The rates for equipment shall further include for : -
equipment
| (a) | [11 empty] | All necessary assembly, orientation, alignment, levelling and bolting down, together with the
provision of shims and packing pieces, the clocking of couplings between drivers and rotating
equipment, strainers, instrumentation and the like.
| (b) | [11 empty] | Conduction of all tests, adjustments and commissioning of the installed equipment.
| (c) | [11 empty] | Supporting frames.
| (d) | [11 empty] | Connections including flexible joints between pipework and equipment.
| (e) | [11 empty] | Flexible connections and anti-vibration connections between pipework and equipment.
| (f) | [11 empty] | All necessary operational and control accessories (e.g. valves, gauges, flow meters, indicating
lamps and the like) forming part of the equipment, connection and termination.
49/3
49 | 49 | SEWAGE TREATMENT INSTALLATION | [15 empty] | 49
SPECIAL CONDITIONS
| Rates for |  |  | SC49.10 | [6 empty] | (g) |  | Final connection and terminations to electrical supply, fire alarm, control, monitoring, interfacing
| equipment |  |  | (Cont'd) | [6 empty] | and water supply including cables, wirings, conduits, trunkings, cable trays, fuses, control boxes,
| (Cont'd) |  |  | short lengths of pipework and necessary accessories required for energizing the equipment to
properly operate at specified duties.
| (h) | [11 empty] | Anti-vibration mountings for plant, machinery and the like.
| (i) | [11 empty] | Anti-vibration materials and sound insulating materials in plant and machinery bases.
| (j) | [11 empty] | Motor starters (if motors in the equipment require motor starters).
| (k) | [11 empty] | Earth/ equipotential bonding as specified.
| (l) | [11 empty] | Acoustic enclosure.
| (m) | [11 empty] | Training to the employer's staff and maintenance parties.
| Rates for package |  |  |  | SC49.11 | [5 empty] | The rates for package type membrane bio-reactor system shall further include for : -
type membrane
| bio-reactor system |  |  |  | (a) | [7 empty] | The design, supply and installation of a package sewage treatment system with applying the
membrane bio-reactor (MBR) technology.
| (b) | [11 empty] | Seeded process start-up for the establishment of the sewage treatment process.
| (c) | [11 empty] | Demonstrating that the standard of effluent complies with the requirements as specified in the
discharge license. Sample analysis shall be carried out by a HOKLAS laboratory.
| (d) | [11 empty] | Field-test kit for the sewerage treatment package including portable pH meter, TDS meter,
corrosion inhibitor ppm test kit and the like recommended by the specialist.
| (e) | [11 empty] | Collecting samples to carry out analysis of stabilization monitoring for 21 days.
| (f) | [11 empty] | Cat ladder, working and inspection platforms.
| (g) | [11 empty] | Submission of system design principle.
| (h) | [11 empty] | Tanking away service for waste sludge generated from the system during the Maintenance Period.
| (i) | [11 empty] | Odour control equipment.
| (j) | [11 empty] | All necessary sensing devices for on-line control/ monitoring to satisfy the requirement set out
for obtaining the discharge licence and all necessary chemicals and consumables during the
Maintenance Period.
| (k) | [11 empty] | Operation and maintenance service including sample tests, laboratory reports of influent and
effluent water on monthly basis during the Maintenance Period.
| (l) | [11 empty] | All submission to relevant Authorities, including all payments for obtaining of relevant
certificates/ licences.
| (m) | [11 empty] | Carrying out factory acceptance tests in the facilities of the specialist contractor prior to delivery
of all equipment to site. The rate shall further include the transportation cost of the Employer's
representative for witnessing the tests.
49/4
49 | 49 | SEWAGE TREATMENT INSTALLATION | [15 empty] | 49
SPECIAL CONDITIONS
| Rates for heat |  |  | SC49.12 | [6 empty] | The rates for heat resistant cables and low smoke zero halogen cables shall further include
| resistant |  |  | for : -
cables and low
| smoke zero |  |  | (a) | [8 empty] | Laying or fixing in different locations, such as drawing into underground pipe ducts, laying or
| halogen cables |  |  | drawing into trunkings, drawing into conduits, suspending from insulators or catenaries,
wrapping around equipment.
| (b) | [11 empty] | In case of cables drawn into existing conduits, existing ducts or existing trunkings, removing
and putting back existing covers, existing inspection lids and the like.
| (c) | [11 empty] | Making cable-joints.
| (d) | [11 empty] | Determining circuits, lacing into circuit groups and provision of draw wires, draw cables and
the like as required.
| (e) | [11 empty] | All necessary fixings complete with accessories and fittings as required.
| (f) | [11 empty] | Provision of all sleeves for casting in or building in where cables pass through slabs, walls or
beams and caulking between cable and sleeve where required.
| Rates for |  |  | SC49.13 | [6 empty] | The rates for "Take down and clear away" or " Take down and set aside for re-use"
| "Take down |  |  | existing items in connection with sewage treatment installation shall further include for : -
and clear
| away" or |  |  | (a) | [8 empty] | All in-line fittings including brackets, supports, hangers and the like.
"Take down
| and set aside |  |  | (b) | [8 empty] | Cutting into existing pipework and the like in position.
for re-use"
| (c) | [11 empty] | Plugging off remaining ends with plugs or caps as required.
| (d) | [11 empty] | Preparing remaining ends of pipework and building services works (if any) to
receive connections with new work if required.
| (e) | [11 empty] | In the case of equipment and the like, taking down all associated pipework and/
or building services works.
| (f) | [11 empty] | Making good all works disturbed.
| Particular |  |  | SC49.14 | [6 empty] | The Particular Specification for sewage treatment installation can be found in the Contract.
Specification
49/5
49 | 49 | SEWAGE TREATMENT INSTALLATION | [15 empty] | 49
| Item | Item
VALVES, PIPE WORKS AND ACCESSORIES
| Take | [24 empty] | Take
| Ultra violet sterilizer, close type c/w stainless steel 304 cabinet, chamber assembly, | [17 empty] | Supply |  |  |  |  | down |  | down |  | Fix
| metallic wetted components, hour meter, all necessary controls/ monitoring systems and | [17 empty] | and |  |  |  |  | and |  | and set |  | only
| ultraviolet lamps rated at 7500 hours. | [9 empty] | fix | [12 empty] | clear |  | aside for
| away | [24 empty] | re-use
Ultra-violet dosage >60,000 uW second, flow rate : -
| A | [22 empty] | B |  | C |  | D
| Each |  |  | $ | [19 empty] | $ |  | $ |  | $
49001 | 49001 | Up to 3.6 m³ / hr...................................................................................................................................................................... | [17 empty] | 8,878.76 |  |  |  | 94.65 |  |  | 126.40 | 5,577.81 |  | 49001 |  |  |  | 49001 | 8,878.76 94.65 126.40 5,577.81 49001 | 8878.76 | 94.65 | 126.4 | 5577.81 | 8878.76 | 94.65 | 126.4 | 5577.81
49002 | 49002 | 3.6 - 7.2 m³ / hr........................................................................................................................................................................ | [17 empty] | 17,757.49 |  |  |  | 94.65 |  |  | 126.40 | 5,577.81 |  | 49002 |  |  |  | 49002 | 17,757.49 94.65 126.40 5,577.81 49002 | 17757.49 | 94.65 | 126.4 | 5577.81 | 17757.49 | 94.65 | 126.4 | 5577.81
49003 | 49003 | 7.2 - 10.8 m³ / hr...................................................................................................................................................................... | [17 empty] | 26,636.25 |  |  |  | 94.65 |  |  | 126.40 | 5,577.81 |  | 49003 |  |  |  | 49003 | 26,636.25 94.65 126.40 5,577.81 49003 | 26636.25 | 94.65 | 126.4 | 5577.81 | 26636.25 | 94.65 | 126.4 | 5577.81
Air Blower : -
Max. 10m discharge head, airflow rate : -
Each
49004 | 49004 | Up to 20 m³ / hr....................................................................................................................................................................... | [17 empty] | 53,272.49 |  |  |  | 96.01 |  |  | 101.98 11,155.63 |  |  | 49004 |  |  |  | 49004 | 53,272.49 96.01 101.98 11,155.63 49004 | 53272.49 | 96.01 | 101.98 | 11155.63 | 53272.49 | 96.01 | 101.98 | 11155.63
49005 | 49005 | 20 - 40 m³ / hr.......................................................................................................................................................................... | [17 empty] | 71,030.00 |  |  |  | 96.01 |  |  | 101.98 11,155.63 |  |  | 49005 |  |  |  | 49005 | 71,030.00 96.01 101.98 11,155.63 49005 | 71030 | 96.01 | 101.98 | 11155.63 | 71030 | 96.01 | 101.98 | 11155.63
49006 | 49006 | 40 - 60 m³ / hr.......................................................................................................................................................................... | [17 empty] | 88,787.51 |  |  |  | 108.87 |  |  | 115.00 16,733.42 |  |  | 49006 |  |  |  | 49006 | 88,787.51 108.87 115.00 16,733.42 49006 | 88787.51 | 108.87 | 115 | 16733.42 | 88787.51 | 108.87 | 115 | 16733.42
Package type membrane module for membrane bio-reactor sewage treatment system : -
Per square metre
49007 | 49007 | Membrane module.................................................................................................................................................................. | [17 empty] | 7,205.46 |  |  |  | 41.24 |  |  | 56.91 | 4,462.02 |  | 49007 |  |  |  | 49007 | 7,205.46 41.24 56.91 4,462.02 49007 | 7205.46 | 41.24 | 56.91 | 4462.02 | 7205.46 | 41.24 | 56.91 | 4462.02
49/6
49 | 49 | SEWAGE TREATMENT INSTALLATION | [15 empty] | 49
| Item | Item
| VALVES, PIPE WORKS AND ACCESSORIES | [14 empty] | Take | [9 empty] | Take
| (CONT'D) |  |  |  | Supply | [18 empty] | down |  | down |  | Fix
| and | [22 empty] | and |  | and set |  | only
| fix | [22 empty] | clear |  | aside for
| Motorized control valve : - | [9 empty] | away | [14 empty] | re-use
| A | [22 empty] | B |  | C |  | D
| Each |  |  | $ | [19 empty] | $ |  | $ |  | $
49008 | 49008 | Motorized wafer type control valve c/w protective coating, stainless steel disc and shaft
| EPDM seat, electric actuator.................................................................................................................................................. | [18 empty] | 6,738.21 |  |  |  | 47.26 |  |  | 55.34 | 87.72 |  | 49008 |  |  |  | 49008 | 6,738.21 47.26 55.34 87.72 49008 | 6738.21 | 47.26 | 55.34 | 87.72 | 6738.21 | 47.26 | 55.34 | 87.72
Cast iron gate valve c/w full bore clearway pattern to EN 1171:2002, solid wedge gates
with minimum normal pressure rating of PN10; c/w stainless steel stem of Grade 316 : -
Each
49009 | 49009 | 50 mm diameter....................................................................................................................................................................... | [17 empty] | 1,004.97 |  |  |  | 28.22 |  |  | 34.55 | 53.38 |  | 49009 |  |  |  | 49009 | 1,004.97 28.22 34.55 53.38 49009 | 1004.97 | 28.22 | 34.55 | 53.38 | 1004.97 | 28.22 | 34.55 | 53.38
49010 | 49010 | 65 mm diameter....................................................................................................................................................................... | [17 empty] | 1,148.36 |  |  |  | 29.73 |  |  | 36.13 | 55.90 |  | 49010 |  |  |  | 49010 | 1,148.36 29.73 36.13 55.90 49010 | 1148.36 | 29.73 | 36.13 | 55.9 | 1148.36 | 29.73 | 36.13 | 55.9
49011 | 49011 | 80 mm diameter....................................................................................................................................................................... | [17 empty] | 1,354.73 |  |  |  | 31.34 |  |  | 38.14 | 59.75 |  | 49011 |  |  |  | 49011 | 1,354.73 31.34 38.14 59.75 49011 | 1354.73 | 31.34 | 38.14 | 59.75 | 1354.73 | 31.34 | 38.14 | 59.75
49012 | 49012 | 100 mm diameter.................................................................................................................................................................... | [17 empty] | 1,847.45 |  |  |  | 36.07 |  |  | 43.14 | 66.10 |  | 49012 |  |  |  | 49012 | 1,847.45 36.07 43.14 66.10 49012 | 1847.45 | 36.07 | 43.14 | 66.1 | 1847.45 | 36.07 | 43.14 | 66.1
49013 | 49013 | 150 mm diameter.................................................................................................................................................................... | [17 empty] | 3,324.16 |  |  |  | 47.77 |  |  | 56.27 | 86.41 |  | 49013 |  |  |  | 49013 | 3,324.16 47.77 56.27 86.41 49013 | 3324.16 | 47.77 | 56.27 | 86.41 | 3324.16 | 47.77 | 56.27 | 86.41
Cast iron non-return valve to EN 12334:2001, in single door swing check pattern, c/w
cast iron housing and gunmetal seat; c/w stainless steel stem of Grade 316 : -
Each
49014 | 49014 | 50 mm diameter....................................................................................................................................................................... | [17 empty] | 1,038.89 |  |  |  | 28.22 |  |  | 34.55 | 53.38 |  | 49014 |  |  |  | 49014 | 1,038.89 28.22 34.55 53.38 49014 | 1038.89 | 28.22 | 34.55 | 53.38 | 1038.89 | 28.22 | 34.55 | 53.38
49015 | 49015 | 65 mm diameter....................................................................................................................................................................... | [17 empty] | 1,271.15 |  |  |  | 29.73 |  |  | 36.13 | 55.90 |  | 49015 |  |  |  | 49015 | 1,271.15 29.73 36.13 55.90 49015 | 1271.15 | 29.73 | 36.13 | 55.9 | 1271.15 | 29.73 | 36.13 | 55.9
49016 | 49016 | 80 mm diameter....................................................................................................................................................................... | [17 empty] | 1,433.14 |  |  |  | 31.34 |  |  | 38.14 | 59.75 |  | 49016 |  |  |  | 49016 | 1,433.14 31.34 38.14 59.75 49016 | 1433.14 | 31.34 | 38.14 | 59.75 | 1433.14 | 31.34 | 38.14 | 59.75
49017 | 49017 | 100 mm diameter.................................................................................................................................................................... | [17 empty] | 2,004.93 |  |  |  | 36.07 |  |  | 43.14 | 66.10 |  | 49017 |  |  |  | 49017 | 2,004.93 36.07 43.14 66.10 49017 | 2004.93 | 36.07 | 43.14 | 66.1 | 2004.93 | 36.07 | 43.14 | 66.1
49018 | 49018 | 150 mm diameter.................................................................................................................................................................... | [17 empty] | 3,612.18 |  |  |  | 47.77 |  |  | 56.27 | 86.41 |  | 49018 |  |  |  | 49018 | 3,612.18 47.77 56.27 86.41 49018 | 3612.18 | 47.77 | 56.27 | 86.41 | 3612.18 | 47.77 | 56.27 | 86.41
49/7
49 | 49 | SEWAGE TREATMENT INSTALLATION | [15 empty] | 49
| Item | Item
VALVES, PIPE WORKS AND ACCESSORIES
| (CONT'D) |  |  |  | Take | [20 empty] | Take
| Supply | [22 empty] | down |  | down |  | Fix
| and | [22 empty] | and |  | and set |  | only
| Ductile iron pipe, Class I to BS EN 598:2007+A1:2009 c/w ductile iron fittings to | [17 empty] | fix |  |  |  |  | clear |  | aside for
| BS EN 598:2007+A1:2009 with all necessary accessories : - | [14 empty] | away | [9 empty] | re-use
| A | [22 empty] | B |  | C |  | D
| Per linear metre |  |  |  |  | $ | [17 empty] | $ |  | $ |  | $
49019 | 49019 | 100 mm diameter.................................................................................................................................................................... | [17 empty] | 286.39 |  |  |  | 53.15 |  |  | 62.78 | 109.30 |  | 49019 |  |  |  | 49019 | 286.39 53.15 62.78 109.30 49019 | 286.39 | 53.15 | 62.78 | 109.3 | 286.39 | 53.15 | 62.78 | 109.3
49020 | 49020 | 150 mm diameter.................................................................................................................................................................... | [17 empty] | 377.97 |  |  |  | 74.43 |  |  | 80.32 | 144.87 |  | 49020 |  |  |  | 49020 | 377.97 74.43 80.32 144.87 49020 | 377.97 | 74.43 | 80.32 | 144.87 | 377.97 | 74.43 | 80.32 | 144.87
49021 | 49021 | 200 mm diameter.................................................................................................................................................................... | [17 empty] | 495.29 |  |  |  | 86.19 |  |  | 93.09 | 176.66 |  | 49021 |  |  |  | 49021 | 495.29 86.19 93.09 176.66 49021 | 495.29 | 86.19 | 93.09 | 176.66 | 495.29 | 86.19 | 93.09 | 176.66
UPVC pipes and fittings : BS EN 1452 ; solvent or flanged joints, and c/w all accessories : -
Per linear metre
49022 | 49022 | 80 mm diameter....................................................................................................................................................................... | [17 empty] | 172.97 |  |  |  | 48.85 |  |  | 53.07 | 97.85 |  | 49022 |  |  |  | 49022 | 172.97 48.85 53.07 97.85 49022 | 172.97 | 48.85 | 53.07 | 97.85 | 172.97 | 48.85 | 53.07 | 97.85
49023 | 49023 | 100 mm diameter.................................................................................................................................................................... | [17 empty] | 208.34 |  |  |  | 53.14 |  |  | 62.77 | 109.30 |  | 49023 |  |  |  | 49023 | 208.34 53.14 62.77 109.30 49023 | 208.34 | 53.14 | 62.77 | 109.3 | 208.34 | 53.14 | 62.77 | 109.3
49024 | 49024 | 150 mm diameter.................................................................................................................................................................... | [17 empty] | 345.15 |  |  |  | 74.43 |  |  | 80.32 | 144.87 |  | 49024 |  |  |  | 49024 | 345.15 74.43 80.32 144.87 49024 | 345.15 | 74.43 | 80.32 | 144.87 | 345.15 | 74.43 | 80.32 | 144.87
49025 | 49025 | 200 mm diameter.................................................................................................................................................................... | [17 empty] | 542.14 |  |  |  | 86.19 |  |  | 93.09 | 176.66 |  | 49025 |  |  |  | 49025 | 542.14 86.19 93.09 176.66 49025 | 542.14 | 86.19 | 93.09 | 176.66 | 542.14 | 86.19 | 93.09 | 176.66
49/8
ANNEX 'A' -
DRAWINGS FOR BUILDING SERVICES WORKS
Annex 'A'
| SFA | SHAPE | [10 empty] | SFA | [5 empty] | SHAPE
| No. | [11 empty] | No.
6 | 6 | 51
7 | 7 | 52
35 | 35 | 56
46 | 46 | 58
50 | 50 | 69
| Annex A/1 | [17 empty] | NOT TO SCALE
Annex 'A'
| SFA | SHAPE | [10 empty] | SFA | [5 empty] | SHAPE
| No. | [11 empty] | No.
72 | 72 | 113
74 | 74 | 114
110 | 110 | 115
111 | 111 | 116
112 | 112 | 117
| Annex A/2 | [17 empty] | NOT TO SCALE
Annex 'A'
| SFA | SHAPE | [10 empty] | SFA | [5 empty] | SHAPE
| No. | [11 empty] | No.
118 | 118 | 206
201 | 201 | 207
203 | 203 | 208
204 | 204 | 209
205 | 205 | 210
| Annex A/3 | [17 empty] | NOT TO SCALE
Annex 'A'
| SFA | SHAPE | [10 empty] | SFA | [5 empty] | SHAPE
| No. | [11 empty] | No.
211 | 211 | 216
212 | 212 | 217
213 | 213 | 218
214 | 214 | 219
215 | 215 | 220
| Annex A/4 | [17 empty] | NOT TO SCALE
Annex 'A'
| SFA | SHAPE | [10 empty] | SFA | [5 empty] | SHAPE
| No. | [11 empty] | No.
221 | 221 | 226
222 | 222 | 227
223 | 223 | 228
224 | 224 | 229
225 | 225 | 230
| Annex A/5 | [17 empty] | NOT TO SCALE
Annex 'A'
| SFA | SHAPE | [10 empty] | SFA | [5 empty] | SHAPE
| No. | [11 empty] | No.
231 | 231 | 236
232 | 232 | 237
233 | 233 | 238
234 | 234 | 239
235 | 235 | 240
| Annex A/6 | [17 empty] | NOT TO SCALE
Annex 'A'
| SFA | SHAPE | [10 empty] | SFA | [5 empty] | SHAPE
| No. | [11 empty] | No.
241 | 241 | 246
242 | 242 | 247
243 | 243 | 248
244 | 244 | 249
245 | 245 | 250
| Annex A/7 | [17 empty] | NOT TO SCALE
Annex 'A'
| SFA | SHAPE | [10 empty] | SFA | [5 empty] | SHAPE
| No. | [11 empty] | No.
251 | 251 | 256
252 | 252 | 257
253 | 253 | 258
254 | 254 | 259
255 | 255 | 260
| Annex A/8 | [17 empty] | NOT TO SCALE
Annex 'A'
| SFA | SHAPE | [10 empty] | SFA | [5 empty] | SHAPE
| No. | [11 empty] | No.
261 | 261 | 266
262 | 262 | 267
263 | 263
264 | 264
265 | 265
| Annex A/9 | [17 empty] | NOT TO SCALE